2018-06-04 04:00 | 6 | 4 | 2 | 0 | 0 | 0 | 96.8562 | 96.8562 | 0 | 16.2515 | 9.7834 | 12.9006 | 12.9006 | 1574.0547 | 0 | 0 | 1574.0547 | 0 | 0 | 0 | 0 | 0 | 96.8562 | 0 | 0 | 1574.0547 | 0 | 0 | 0 | 0 | 0 | 0 | 0
2018-06-04 05:00 | 6 | 5 | 2 | 0 | 0 | 0.0072496 | 114.2822 | 114.2822 | 0.36248 | 16.2515 | 9.7834 | 12.9006 | 12.9006 | 1857.253 | 0.36248 | 0 | 1851.3621 | 5.8909 | 0 | 4.6762 | 0 | 0 | 113.9198 | 0 | 0 | 1851.3621 | 5.8909 | 0 | 4.6762 | 0 | 0 | 0.0072496 | 0.006987
2018-06-04 06:00 | 6 | 6 | 2 | 0 | 0 | 0.070226 | 133.2022 | 133.2022 | 3.5113 | 16.2515 | 9.7834 | 12.9006 | 12.9006 | 2164.729 | 3.5113 | 0 | 2107.6653 | 57.0637 | 0 | 45.2978 | 0 | 0 | 129.6909 | 0 | 0 | 2107.6653 | 57.0637 | 0 | 45.2978 | 0 | 0 | 0.070226 | 0.083761
2018-06-04 07:00 | 6 | 7 | 2 | 0 | 0 | 0.22656 | 158.3506 | 158.3506 | 11.3278 | 16.2515 | 9.7834 | 12.9006 | 12.9006 | 2573.4274 | 11.3278 | 0 | 2389.3341 | 184.0932 | 0 | 146.1353 | 0 | 0 | 147.0228 | 0 | 0 | 2389.3341 | 184.0932 | 0 | 146.1353 | 0 | 0 | 0.22656 | 0.24292
2018-06-04 08:00 | 6 | 8 | 2 | 0 | 0 | 0.32808 | 184.5979 | 184.5979 | 16.4042 | 16.2515 | 9.7834 | 12.9006 | 12.9006 | 2999.9846 | 16.4042 | 0 | 2733.3925 | 266.5921 | 0 | 211.6238 | 0 | 0 | 168.1937 | 0 | 0 | 2733.3925 | 266.5921 | 0 | 211.6238 | 0 | 0 | 0.32808 | 0.4162
2018-06-04 09:00 | 6 | 9 | 2 | 0 | 0 | 0.29541 | 212.3908 | 212.3908 | 14.7707 | 16.2515 | 9.7834 | 12.9006 | 12.9006 | 3451.6605 | 14.7707 | 0 | 3211.6151 | 240.0454 | 0 | 190.5507 | 0 | 0 | 197.6201 | 0 | 0 | 3211.6151 | 240.0454 | 0 | 190.5507 | 0 | 0 | 0.29541 | 0.55572
2018-06-04 10:00 | 6 | 10 | 2 | 0 | 0 | 0.32029 | 232.4316 | 232.4316 | 16.0147 | 16.2515 | 9.7834 | 12.9006 | 12.9006 | 3777.3526 | 16.0147 | 0 | 3517.0904 | 260.2622 | 0 | 206.599 | 0 | 0 | 216.4169 | 0 | 0 | 3517.0904 | 260.2622 | 0 | 206.599 | 0 | 0 | 0.32029 | 0.65621
2018-06-04 11:00 | 6 | 11 | 2 | 0 | 1 | 0.33741 | 240.7789 | 240.7789 | 16.8706 | 16.2515 | 9.7834 | 12.9006 | 12.9006 | 3913.0076 | 16.8706 | 0 | 3638.8366 | 274.171 | 0 | 217.64 | 0 | 0 | 223.9083 | 0 | 0 | 3638.8366 | 274.171 | 0 | 217.64 | 0 | 0 | 0.33741 | 0.71341
2018-06-04 12:00 | 6 | 12 | 2 | 0 | 1 | 0.38709 | 235.6206 | 235.6206 | 19.3545 | 16.2515 | 9.7834 | 12.9006 | 12.9006 | 3829.1778 | 19.3545 | 0 | 3514.6389 | 314.5388 | 0 | 249.6844 | 0 | 0 | 216.2661 | 0 | 0 | 3514.6389 | 314.5388 | 0 | 249.6844 | 0 | 0 | 0.38709 | 0.69593
2018-06-04 13:00 | 6 | 13 | 2 | 0 | 1 | 0.32963 | 225.7266 | 225.7266 | 16.4815 | 16.2515 | 9.7834 | 12.9006 | 12.9006 | 3668.3859 | 16.4815 | 0 | 3400.5375 | 267.8484 | 0 | 212.621 | 0 | 0 | 209.2451 | 0 | 0 | 3400.5375 | 267.8484 | 0 | 212.621 | 0 | 0 | 0.32963 | 0.70198
2018-06-04 14:00 | 6 | 14 | 2 | 0 | 1 | 0.34769 | 208.9306 | 208.9306 | 17.3845 | 16.2515 | 9.7834 | 12.9006 | 12.9006 | 3395.4259 | 17.3845 | 0 | 3112.9032 | 282.5226 | 0 | 224.2696 | 0 | 0 | 191.5461 | 0 | 0 | 3112.9032 | 282.5226 | 0 | 224.2696 | 0 | 0 | 0.34769 | 0.6126
2018-06-04 15:00 | 6 | 15 | 2 | 0 | 1 | 0.36577 | 187.5527 | 187.5527 | 18.2887 | 16.2515 | 9.7834 | 12.9006 | 12.9006 | 3048.0052 | 18.2887 | 0 | 2750.7872 | 297.218 | 0 | 235.935 | 0 | 0 | 169.264 | 0 | 0 | 2750.7872 | 297.218 | 0 | 235.935 | 0 | 0 | 0.36577 | 0.455
2018-06-04 16:00 | 6 | 16 | 2 | 0 | 1 | 0.19785 | 161.654 | 161.654 | 9.8924 | 16.2515 | 9.7834 | 12.9006 | 12.9006 | 2627.1129 | 9.8924 | 0 | 2466.347 | 160.7659 | 0 | 127.6178 | 0 | 0 | 151.7616 | 0 | 0 | 2466.347 | 160.7659 | 0 | 127.6178 | 0 | 0 | 0.19785 | 0.3832
2018-06-04 17:00 | 6 | 17 | 2 | 0 | 1 | 0.14599 | 139.9555 | 139.9555 | 7.2996 | 16.2515 | 9.7834 | 12.9006 | 12.9006 | 2274.4815 | 7.2996 | 0 | 2155.8523 | 118.6291 | 0 | 94.1691 | 0 | 0 | 132.6559 | 0 | 0 | 2155.8523 | 118.6291 | 0 | 94.1691 | 0 | 0 | 0.14599 | 0.24004
2018-06-04 18:00 | 6 | 18 | 2 | 0 | 1 | 0.052506 | 118.208 | 118.208 | 2.6253 | 16.2515 | 9.7834 | 12.9006 | 12.9006 | 1921.0527 | 2.6253 | 0 | 1878.3879 | 42.6649 | 0 | 33.8678 | 0 | 0 | 115.5827 | 0 | 0 | 1878.3879 | 42.6649 | 0 | 33.8678 | 0 | 0 | 0.052506 | 0.084882
2018-06-04 19:00 | 6 | 19 | 2 | 0 | 0 | 0.012528 | 99.8663 | 99.8663 | 0.62641 | 16.2515 | 9.7834 | 12.9006 | 12.9006 | 1622.9735 | 0.62641 | 0 | 1612.7935 | 10.1801 | 0 | 8.0811 | 0 | 0 | 99.2399 | 0 | 0 | 1612.7935 | 10.1801 | 0 | 8.0811 | 0 | 0 | 0.012528 | 0.014513
2018-06-04 20:00 | 6 | 20 | 2 | 0 | 0 | 0 | 89.4044 | 89.4044 | 0 | 16.2515 | 9.7834 | 12.9006 | 12.9006 | 1452.9512 | 0 | 0 | 1452.9512 | 0 | 0 | 0 | 0 | 0 | 89.4044 | 0 | 0 | 1452.9512 | 0 | 0 | 0 | 0 | 0 | 0 | 0
2018-06-04 21:00 | 6 | 21 | 2 | 0 | 0 | 0 | 80.0673 | 80.0673 | 0 | 16.2515 | 9.7834 | 12.9006 | 12.9006 | 1301.2107 | 0 | 0 | 1301.2107 | 0 | 0 | 0 | 0 | 0 | 80.0673 | 0 | 0 | 1301.2107 | 0 | 0 | 0 | 0 | 0 | 0 | 0
2018-06-04 22:00 | 6 | 22 | 2 | 0 | 0 | 0 | 74.6709 | 74.6709 | 0 | 16.2515 | 9.7834 | 12.9006 | 12.9006 | 1213.5103 | 0 | 0 | 1213.5103 | 0 | 0 | 0 | 0 | 0 | 74.6709 | 0 | 0 | 1213.5103 | 0 | 0 | 0 | 0 | 0 | 0 | 0
2018-06-04 23:00 | 6 | 23 | 2 | 0 | 0 | 0 | 72.7678 | 72.7678 | 0 | 16.2515 | 9.7834 | 12.9006 | 12.9006 | 1182.583 | 0 | 0 | 1182.583 | 0 | 0 | 0 | 0 | 0 | 72.7678 | 0 | 0 | 1182.583 | 0 | 0 | 0 | 0 | 0 | 0 | 0
2018-06-05 | 6 | 0 | 3 | 0 | 0 | 0 | 72.0045 | 72.0045 | 0 | 16.2515 | 9.7834 | 12.9006 | 12.9006 | 1170.1774 | 0 | 0 | 1170.1774 | 0 | 0 | 0 | 0 | 0 | 72.0045 | 0 | 0 | 1170.1774 | 0 | 0 | 0 | 0 | 0 | 0 | 0
2018-06-05 01:00 | 6 | 1 | 3 | 0 | 0 | 0 | 71.907 | 71.907 | 0 | 16.2515 | 9.7834 | 12.9006 | 12.9006 | 1168.5931 | 0 | 0 | 1168.5931 | 0 | 0 | 0 | 0 | 0 | 71.907 | 0 | 0 | 1168.5931 | 0 | 0 | 0 | 0 | 0 | 0 | 0
2018-06-05 02:00 | 6 | 2 | 3 | 0 | 0 | 0 | 73.6995 | 73.6995 | 0 | 16.2515 | 9.7834 | 12.9006 | 12.9006 | 1197.7245 | 0 | 0 | 1197.7245 | 0 | 0 | 0 | 0 | 0 | 73.6995 | 0 | 0 | 1197.7245 | 0 | 0 | 0 | 0 | 0 | 0 | 0
2018-06-05 03:00 | 6 | 3 | 3 | 0 | 0 | 0 | 81.7849 | 81.7849 | 0 | 16.2515 | 9.7834 | 12.9006 | 12.9006 | 1329.1245 | 0 | 0 | 1329.1245 | 0 | 0 | 0 | 0 | 0 | 81.7849 | 0 | 0 | 1329.1245 | 0 | 0 | 0 | 0 | 0 | 0 | 0
2018-06-05 04:00 | 6 | 4 | 3 | 0 | 0 | 0 | 96.0046 | 96.0046 | 0 | 16.2515 | 9.7834 | 12.9006 | 12.9006 | 1560.2145 | 0 | 0 | 1560.2145 | 0 | 0 | 0 | 0 | 0 | 96.0046 | 0 | 0 | 1560.2145 | 0 | 0 | 0 | 0 | 0 | 0 | 0
2018-06-05 05:00 | 6 | 5 | 3 | 0 | 0 | 0.0079198 | 112.8754 | 112.8754 | 0.39599 | 16.2515 | 9.7834 | 12.9006 | 12.9006 | 1834.389 | 0.39599 | 0 | 1827.9536 | 6.4354 | 0 | 5.1085 | 0 | 0 | 112.4794 | 0 | 0 | 1827.9536 | 6.4354 | 0 | 5.1085 | 0 | 0 | 0.0079198 | 0.0085513
2018-06-05 06:00 | 6 | 6 | 3 | 0 | 0 | 0.073428 | 133.3067 | 133.3067 | 3.6714 | 16.2515 | 9.7834 | 12.9006 | 12.9006 | 2166.4281 | 3.6714 | 0 | 2106.7629 | 59.6652 | 0 | 47.3629 | 0 | 0 | 129.6353 | 0 | 0 | 2106.7629 | 59.6652 | 0 | 47.3629 | 0 | 0 | 0.073428 | 0.075831
2018-06-05 07:00 | 6 | 7 | 3 | 0 | 0 | 0.16422 | 161.0188 | 161.0188 | 8.2111 | 16.2515 | 9.7834 | 12.9006 | 12.9006 | 2616.7904 | 8.2111 | 0 | 2483.3472 | 133.4431 | 0 | 105.9287 | 0 | 0 | 152.8077 | 0 | 0 | 2483.3472 | 133.4431 | 0 | 105.9287 | 0 | 0 | 0.16422 | 0.25024
2018-06-05 08:00 | 6 | 8 | 3 | 0 | 0 | 0.29937 | 191.8213 | 191.8213 | 14.9683 | 16.2515 | 9.7834 | 12.9006 | 12.9006 | 3117.3748 | 14.9683 | 0 | 2874.1173 | 243.2575 | 0 | 193.1005 | 0 | 0 | 176.8529 | 0 | 0 | 2874.1173 | 243.2575 | 0 | 193.1005 | 0 | 0 | 0.29937 | 0.42543
2018-06-05 09:00 | 6 | 9 | 3 | 0 | 0 | 0.37613 | 222.9068 | 222.9068 | 18.8064 | 16.2515 | 9.7834 | 12.9006 | 12.9006 | 3622.5602 | 18.8064 | 0 | 3316.9288 | 305.6314 | 0 | 242.6136 | 0 | 0 | 204.1004 | 0 | 0 | 3316.9288 | 305.6314 | 0 | 242.6136 | 0 | 0 | 0.37613 | 0.55088
2018-06-05 10:00 | 6 | 10 | 3 | 0 | 0 | 0.30657 | 244.6098 | 244.6098 | 15.3287 | 16.2515 | 9.7834 | 12.9006 | 12.9006 | 3975.2649 | 15.3287 | 0 | 3726.1512 | 249.1137 | 0 | 197.7492 | 0 | 0 | 229.2811 | 0 | 0 | 3726.1512 | 249.1137 | 0 | 197.7492 | 0 | 0 | 0.30657 | 0.57385
2018-06-05 11:00 | 6 | 11 | 3 | 0 | 1 | 0.30324 | 253.6997 | 253.6997 | 15.162 | 16.2515 | 9.7834 | 12.9006 | 12.9006 | 4122.9899 | 15.162 | 0 | 3876.5853 | 246.4046 | 0 | 195.5987 | 0 | 0 | 238.5377 | 0 | 0 | 3876.5853 | 246.4046 | 0 | 195.5987 | 0 | 0 | 0.30324 | 0.63809
2018-06-05 12:00 | 6 | 12 | 3 | 0 | 1 | 0.42931 | 253.2692 | 253.2692 | 21.4656 | 16.2515 | 9.7834 | 12.9006 | 12.9006 | 4115.9929 | 21.4656 | 0 | 3767.1456 | 348.8473 | 0 | 276.9189 | 0 | 0 | 231.8036 | 0 | 0 | 3767.1456 | 348.8473 | 0 | 276.9189 | 0 | 0 | 0.42931 | 0.73691
2018-06-05 13:00 | 6 | 13 | 3 | 0 | 1 | 0.37378 | 243.9813 | 243.9813 | 18.689 | 16.2515 | 9.7834 | 12.9006 | 12.9006 | 3965.0511 | 18.689 | 0 | 3661.3268 | 303.7243 | 0 | 241.0997 | 0 | 0 | 225.2922 | 0 | 0 | 3661.3268 | 303.7243 | 0 | 241.0997 | 0 | 0 | 0.37378 | 0.72444
2018-06-05 14:00 | 6 | 14 | 3 | 0 | 1 | 0.29328 | 225.7638 | 225.7638 | 14.6638 | 16.2515 | 9.7834 | 12.9006 | 12.9006 | 3668.9904 | 14.6638 | 0 | 3430.6823 | 238.3081 | 0 | 189.1716 | 0 | 0 | 211.1 | 0 | 0 | 3430.6823 | 238.3081 | 0 | 189.1716 | 0 | 0 | 0.29328 | 0.63209
2018-06-05 15:00 | 6 | 15 | 3 | 0 | 1 | 0.28202 | 207.2289 | 207.2289 | 14.101 | 16.2515 | 9.7834 | 12.9006 | 12.9006 | 3367.7707 | 14.101 | 0 | 3138.6097 | 229.161 | 0 | 181.9105 | 0 | 0 | 193.1279 | 0 | 0 | 3138.6097 | 229.161 | 0 | 181.9105 | 0 | 0 | 0.28202 | 0.55871
2018-06-05 16:00 | 6 | 16 | 3 | 0 | 1 | 0.19223 | 182.6091 | 182.6091 | 9.6113 | 16.2515 | 9.7834 | 12.9006 | 12.9006 | 2967.6639 | 9.6113 | 0 | 2811.4671 | 156.1968 | 0 | 123.9908 | 0 | 0 | 172.9979 | 0 | 0 | 2811.4671 | 156.1968 | 0 | 123.9908 | 0 | 0 | 0.19223 | 0.43478
2018-06-05 17:00 | 6 | 17 | 3 | 0 | 1 | 0.13247 | 157.6427 | 157.6427 | 6.6236 | 16.2515 | 9.7834 | 12.9006 | 12.9006 | 2561.9241 | 6.6236 | 0 | 2454.281 | 107.6431 | 0 | 85.4483 | 0 | 0 | 151.0191 | 0 | 0 | 2454.281 | 107.6431 | 0 | 85.4483 | 0 | 0 | 0.13247 | 0.2685
2018-06-05 18:00 | 6 | 18 | 3 | 0 | 1 | 0.067313 | 128.3523 | 128.3523 | 3.3656 | 16.2515 | 9.7834 | 12.9006 | 12.9006 | 2085.9115 | 3.3656 | 0 | 2031.2151 | 54.6965 | 0 | 43.4187 | 0 | 0 | 124.9866 | 0 | 0 | 2031.2151 | 54.6965 | 0 | 43.4187 | 0 | 0 | 0.067313 | 0.091973
2018-06-05 19:00 | 6 | 19 | 3 | 0 | 0 | 0.003664 | 106.5386 | 106.5386 | 0.1832 | 16.2515 | 9.7834 | 12.9006 | 12.9006 | 1731.4069 | 0.1832 | 0 | 1728.4297 | 2.9772 | 0 | 2.3634 | 0 | 0 | 106.3554 | 0 | 0 | 1728.4297 | 2.9772 | 0 | 2.3634 | 0 | 0 | 0.003664 | 0.013306
2018-06-05 20:00 | 6 | 20 | 3 | 0 | 0 | 0 | 92.7459 | 92.7459 | 0 | 16.2515 | 9.7834 | 12.9006 | 12.9006 | 1507.2555 | 0 | 0 | 1507.2555 | 0 | 0 | 0 | 0 | 0 | 92.7459 | 0 | 0 | 1507.2555 | 0 | 0 | 0 | 0 | 0 | 0 | 0
2018-06-05 21:00 | 6 | 21 | 3 | 0 | 0 | 0 | 82.6833 | 82.6833 | 0 | 16.2515 | 9.7834 | 12.9006 | 12.9006 | 1343.7245 | 0 | 0 | 1343.7245 | 0 | 0 | 0 | 0 | 0 | 82.6833 | 0 | 0 | 1343.7245 | 0 | 0 | 0 | 0 | 0 | 0 | 0
2018-06-05 22:00 | 6 | 22 | 3 | 0 | 0 | 0 | 77.944 | 77.944 | 0 | 16.2515 | 9.7834 | 12.9006 | 12.9006 | 1266.7036 | 0 | 0 | 1266.7036 | 0 | 0 | 0 | 0 | 0 | 77.944 | 0 | 0 | 1266.7036 | 0 | 0 | 0 | 0 | 0 | 0 | 0
2018-06-05 23:00 | 6 | 23 | 3 | 0 | 0 | 0 | 76.8818 | 76.8818 | 0 | 16.2515 | 9.7834 | 12.9006 | 12.9006 | 1249.4411 | 0 | 0 | 1249.4411 | 0 | 0 | 0 | 0 | 0 | 76.8818 | 0 | 0 | 1249.4411 | 0 | 0 | 0 | 0 | 0 | 0 | 0
2018-06-06 | 6 | 0 | 4 | 0 | 0 | 0 | 77.526 | 77.526 | 0 | 16.2515 | 9.7834 | 12.9006 | 12.9006 | 1259.9098 | 0 | 0 | 1259.9098 | 0 | 0 | 0 | 0 | 0 | 77.526 | 0 | 0 | 1259.9098 | 0 | 0 | 0 | 0 | 0 | 0 | 0
2018-06-06 01:00 | 6 | 1 | 4 | 0 | 0 | 0 | 77.5665 | 77.5665 | 0 | 16.2515 | 9.7834 | 12.9006 | 12.9006 | 1260.5685 | 0 | 0 | 1260.5685 | 0 | 0 | 0 | 0 | 0 | 77.5665 | 0 | 0 | 1260.5685 | 0 | 0 | 0 | 0 | 0 | 0 | 0
2018-06-06 02:00 | 6 | 2 | 4 | 0 | 0 | 0 | 79.5156 | 79.5156 | 0 | 16.2515 | 9.7834 | 12.9006 | 12.9006 | 1292.244 | 0 | 0 | 1292.244 | 0 | 0 | 0 | 0 | 0 | 79.5156 | 0 | 0 | 1292.244 | 0 | 0 | 0 | 0 | 0 | 0 | 0
2018-06-06 03:00 | 6 | 3 | 4 | 0 | 0 | 0 | 88.546 | 88.546 | 0 | 16.2515 | 9.7834 | 12.9006 | 12.9006 | 1439.0017 | 0 | 0 | 1439.0017 | 0 | 0 | 0 | 0 | 0 | 88.546 | 0 | 0 | 1439.0017 | 0 | 0 | 0 | 0 | 0 | 0 | 0
2018-06-06 04:00 | 6 | 4 | 4 | 0 | 0 | 0 | 103.1112 | 103.1112 | 0 | 16.2515 | 9.7834 | 12.9006 | 12.9006 | 1675.7065 | 0 | 0 | 1675.7065 | 0 | 0 | 0 | 0 | 0 | 103.1112 | 0 | 0 | 1675.7065 | 0 | 0 | 0 | 0 | 0 | 0 | 0
2018-06-06 05:00 | 6 | 5 | 4 | 0 | 0 | 0.0010154 | 126.061 | 126.061 | 0.050771 | 16.2515 | 9.7834 | 12.9006 | 12.9006 | 2048.6748 | 0.050771 | 0 | 2047.8497 | 0.82509 | 0 | 0.65497 | 0 | 0 | 126.0102 | 0 | 0 | 2047.8497 | 0.82509 | 0 | 0.65497 | 0 | 0 | 0.0010154 | 0.0068137
2018-06-06 06:00 | 6 | 6 | 4 | 0 | 0 | 0.0038543 | 149.9567 | 149.9567 | 0.19271 | 16.2515 | 9.7834 | 12.9006 | 12.9006 | 2437.0145 | 0.19271 | 0 | 2433.8826 | 3.1319 | 0 | 2.4861 | 0 | 0 | 149.764 | 0 | 0 | 2433.8826 | 3.1319 | 0 | 2.4861 | 0 | 0 | 0.0038543 | 0.072108
2018-06-06 07:00 | 6 | 7 | 4 | 0 | 0 | 0.072163 | 181.6282 | 181.6282 | 3.6082 | 16.2515 | 9.7834 | 12.9006 | 12.9006 | 2951.7221 | 3.6082 | 0 | 2893.0841 | 58.6379 | 0 | 46.5475 | 0 | 0 | 178.02 | 0 | 0 | 2893.0841 | 58.6379 | 0 | 46.5475 | 0 | 0 | 0.072163 | 0.21337
2018-06-06 08:00 | 6 | 8 | 4 | 0 | 0 | 0.1121 | 211.0826 | 211.0826 | 5.6051 | 16.2515 | 9.7834 | 12.9006 | 12.9006 | 3430.3991 | 5.6051 | 0 | 3339.3089 | 91.0902 | 0 | 72.3084 | 0 | 0 | 205.4775 | 0 | 0 | 3339.3089 | 91.0902 | 0 | 72.3084 | 0 | 0 | 0.1121 | 0.38691
2018-06-06 09:00 | 6 | 9 | 4 | 0 | 0 | 0.15606 | 237.2186 | 237.2186 | 7.8032 | 16.2515 | 9.7834 | 12.9006 | 12.9006 | 3855.1474 | 7.8032 | 0 | 3728.3341 | 126.8134 | 0 | 100.6659 | 0 | 0 | 229.4154 | 0 | 0 | 3728.3341 | 126.8134 | 0 | 100.6659 | 0 | 0 | 0.15606 | 0.48461
2018-06-06 10:00 | 6 | 10 | 4 | 0 | 0 | 0.23843 | 254.2519 | 254.2519 | 11.9217 | 16.2515 | 9.7834 | 12.9006 | 12.9006 | 4131.9635 | 11.9217 | 0 | 3938.2185 | 193.745 | 0 | 153.7969 | 0 | 0 | 242.3302 | 0 | 0 | 3938.2185 | 193.745 | 0 | 153.7969 | 0 | 0 | 0.23843 | 0.58149
2018-06-06 11:00 | 6 | 11 | 4 | 0 | 1 | 0.21244 | 262.5022 | 262.5022 | 10.622 | 16.2515 | 9.7834 | 12.9006 | 12.9006 | 4266.0433 | 10.622 | 0 | 4093.4204 | 172.623 | 0 | 137.03 | 0 | 0 | 251.8802 | 0 | 0 | 4093.4204 | 172.623 | 0 | 137.03 | 0 | 0 | 0.21244 | 0.59011
2018-06-06 12:00 | 6 | 12 | 4 | 0 | 1 | 0.27452 | 260.2381 | 260.2381 | 13.7257 | 16.2515 | 9.7834 | 12.9006 | 12.9006 | 4229.2485 | 13.7257 | 0 | 4006.1851 | 223.0634 | 0 | 177.0702 | 0 | 0 | 246.5124 | 0 | 0 | 4006.1851 | 223.0634 | 0 | 177.0702 | 0 | 0 | 0.27452 | 0.62847
2018-06-06 13:00 | 6 | 13 | 4 | 0 | 1 | 0.25953 | 249.9857 | 249.9857 | 12.9764 | 16.2515 | 9.7834 | 12.9006 | 12.9006 | 4062.6319 | 12.9764 | 0 | 3851.7473 | 210.8846 | 0 | 167.4025 | 0 | 0 | 237.0094 | 0 | 0 | 3851.7473 | 210.8846 | 0 | 167.4025 | 0 | 0 | 0.25953 | 0.58948
2018-06-06 14:00 | 6 | 14 | 4 | 0 | 1 | 0.17623 | 232.9958 | 232.9958 | 8.8117 | 16.2515 | 9.7834 | 12.9006 | 12.9006 | 3786.5212 | 8.8117 | 0 | 3643.3183 | 143.203 | 0 | 113.6761 | 0 | 0 | 224.1841 | 0 | 0 | 3643.3183 | 143.203 | 0 | 113.6761 | 0 | 0 | 0.17623 | 0.54841
2018-06-06 15:00 | 6 | 15 | 4 | 0 | 1 | 0.12495 | 213.8155 | 213.8155 | 6.2475 | 16.2515 | 9.7834 | 12.9006 | 12.9006 | 3474.8139 | 6.2475 | 0 | 3373.2829 | 101.531 | 0 | 80.5964 | 0 | 0 | 207.568 | 0 | 0 | 3373.2829 | 101.531 | 0 | 80.5964 | 0 | 0 | 0.12495 | 0.4597
2018-06-06 16:00 | 6 | 16 | 4 | 0 | 1 | 0.074634 | 186.7401 | 186.7401 | 3.7317 | 16.2515 | 9.7834 | 12.9006 | 12.9006 | 3034.7993 | 3.7317 | 0 | 2974.1541 | 60.6452 | 0 | 48.1408 | 0 | 0 | 183.0085 | 0 | 0 | 2974.1541 | 60.6452 | 0 | 48.1408 | 0 | 0 | 0.074634 | 0.33313
2018-06-06 17:00 | 6 | 17 | 4 | 0 | 1 | 0.074654 | 160.8781 | 160.8781 | 3.7327 | 16.2515 | 9.7834 | 12.9006 | 12.9006 | 2614.5042 | 3.7327 | 0 | 2553.8423 | 60.6619 | 0 | 48.1541 | 0 | 0 | 157.1454 | 0 | 0 | 2553.8423 | 60.6619 | 0 | 48.1541 | 0 | 0 | 0.074654 | 0.15032
2018-06-06 18:00 | 6 | 18 | 4 | 0 | 1 | 0.065145 | 133.8658 | 133.8658 | 3.2573 | 16.2515 | 9.7834 | 12.9006 | 12.9006 | 2175.5135 | 3.2573 | 0 | 2122.5782 | 52.9352 | 0 | 42.0206 | 0 | 0 | 130.6085 | 0 | 0 | 2122.5782 | 52.9352 | 0 | 42.0206 | 0 | 0 | 0.065145 | 0.085201
2018-06-06 19:00 | 6 | 19 | 4 | 0 | 0 | 0.010479 | 112.7226 | 112.7226 | 0.52394 | 16.2515 | 9.7834 | 12.9006 | 12.9006 | 1831.9064 | 0.52394 | 0 | 1823.3916 | 8.5148 | 0 | 6.7591 | 0 | 0 | 112.1987 | 0 | 0 | 1823.3916 | 8.5148 | 0 | 6.7591 | 0 | 0 | 0.010479 | 0.015257
2018-06-06 20:00 | 6 | 20 | 4 | 0 | 0 | 0 | 94.2084 | 94.2084 | 0 | 16.2515 | 9.7834 | 12.9006 | 12.9006 | 1531.0229 | 0 | 0 | 1531.0229 | 0 | 0 | 0 | 0 | 0 | 94.2084 | 0 | 0 | 1531.0229 | 0 | 0 | 0 | 0 | 0 | 0 | 0
2018-06-06 21:00 | 6 | 21 | 4 | 0 | 0 | 0 | 83.7837 | 83.7837 | 0 | 16.2515 | 9.7834 | 12.9006 | 12.9006 | 1361.607 | 0 | 0 | 1361.607 | 0 | 0 | 0 | 0 | 0 | 83.7837 | 0 | 0 | 1361.607 | 0 | 0 | 0 | 0 | 0 | 0 | 0
2018-06-06 22:00 | 6 | 22 | 4 | 0 | 0 | 0 | 78.0594 | 78.0594 | 0 | 16.2515 | 9.7834 | 12.9006 | 12.9006 | 1268.5793 | 0 | 0 | 1268.5793 | 0 | 0 | 0 | 0 | 0 | 78.0594 | 0 | 0 | 1268.5793 | 0 | 0 | 0 | 0 | 0 | 0 | 0
2018-06-06 23:00 | 6 | 23 | 4 | 0 | 0 | 0 | 76.4325 | 76.4325 | 0 | 16.2515 | 9.7834 | 12.9006 | 12.9006 | 1242.1394 | 0 | 0 | 1242.1394 | 0 | 0 | 0 | 0 | 0 | 76.4325 | 0 | 0 | 1242.1394 | 0 | 0 | 0 | 0 | 0 | 0 | 0
2018-06-07 | 6 | 0 | 5 | 0 | 0 | 0 | 76.0332 | 76.0332 | 0 | 16.2515 | 9.7834 | 12.9006 | 12.9006 | 1235.6508 | 0 | 0 | 1235.6508 | 0 | 0 | 0 | 0 | 0 | 76.0332 | 0 | 0 | 1235.6508 | 0 | 0 | 0 | 0 | 0 | 0 | 0
2018-06-07 01:00 | 6 | 1 | 5 | 0 | 0 | 0 | 76.0461 | 76.0461 | 0 | 16.2515 | 9.7834 | 12.9006 | 12.9006 | 1235.8603 | 0 | 0 | 1235.8603 | 0 | 0 | 0 | 0 | 0 | 76.0461 | 0 | 0 | 1235.8603 | 0 | 0 | 0 | 0 | 0 | 0 | 0
2018-06-07 02:00 | 6 | 2 | 5 | 0 | 0 | 0 | 77.8177 | 77.8177 | 0 | 16.2515 | 9.7834 | 12.9006 | 12.9006 | 1264.6516 | 0 | 0 | 1264.6516 | 0 | 0 | 0 | 0 | 0 | 77.8177 | 0 | 0 | 1264.6516 | 0 | 0 | 0 | 0 | 0 | 0 | 0
2018-06-07 03:00 | 6 | 3 | 5 | 0 | 0 | 0 | 85.6954 | 85.6954 | 0 | 16.2515 | 9.7834 | 12.9006 | 12.9006 | 1392.6757 | 0 | 0 | 1392.6757 | 0 | 0 | 0 | 0 | 0 | 85.6954 | 0 | 0 | 1392.6757 | 0 | 0 | 0 | 0 | 0 | 0 | 0
2018-06-07 04:00 | 6 | 4 | 5 | 0 | 0 | 0 | 100.7731 | 100.7731 | 0 | 16.2515 | 9.7834 | 12.9006 | 12.9006 | 1637.71 | 0 | 0 | 1637.71 | 0 | 0 | 0 | 0 | 0 | 100.7731 | 0 | 0 | 1637.71 | 0 | 0 | 0 | 0 | 0 | 0 | 0
2018-06-07 05:00 | 6 | 5 | 5 | 0 | 0 | 0.0011385 | 123.5829 | 123.5829 | 0.056925 | 16.2515 | 9.7834 | 12.9006 | 12.9006 | 2008.4015 | 0.056925 | 0 | 2007.4764 | 0.92511 | 0 | 0.73436 | 0 | 0 | 123.5259 | 0 | 0 | 2007.4764 | 0.92511 | 0 | 0.73436 | 0 | 0 | 0.0011385 | 0.0090097
2018-06-07 06:00 | 6 | 6 | 5 | 0 | 0 | 0.062584 | 148.6557 | 148.6557 | 3.1292 | 16.2515 | 9.7834 | 12.9006 | 12.9006 | 2415.8714 | 3.1292 | 0 | 2365.0174 | 50.8541 | 0 | 40.3685 | 0 | 0 | 145.5265 | 0 | 0 | 2365.0174 | 50.8541 | 0 | 40.3685 | 0 | 0 | 0.062584 | 0.079468
2018-06-07 07:00 | 6 | 7 | 5 | 0 | 0 | 0.18736 | 180.4028 | 180.4028 | 9.3678 | 16.2515 | 9.7834 | 12.9006 | 12.9006 | 2931.8085 | 9.3678 | 0 | 2779.5681 | 152.2404 | 0 | 120.8501 | 0 | 0 | 171.035 | 0 | 0 | 2779.5681 | 152.2404 | 0 | 120.8501 | 0 | 0 | 0.18736 | 0.23896
2018-06-07 08:00 | 6 | 8 | 5 | 0 | 0 | 0.22823 | 216.4922 | 216.4922 | 11.4114 | 16.2515 | 9.7834 | 12.9006 | 12.9006 | 3518.3137 | 11.4114 | 0 | 3332.861 | 185.4527 | 0 | 147.2144 | 0 | 0 | 205.0808 | 0 | 0 | 3332.861 | 185.4527 | 0 | 147.2144 | 0 | 0 | 0.22823 | 0.40938
2018-06-07 09:00 | 6 | 9 | 5 | 0 | 0 | 0.23635 | 249.4569 | 249.4569 | 11.8174 | 16.2515 | 9.7834 | 12.9006 | 12.9006 | 4054.0385 | 11.8174 | 0 | 3861.9885 | 192.05 | 0 | 152.4514 | 0 | 0 | 237.6395 | 0 | 0 | 3861.9885 | 192.05 | 0 | 152.4514 | 0 | 0 | 0.23635 | 0.54511
2018-06-07 10:00 | 6 | 10 | 5 | 0 | 0 | 0.46737 | 271.2784 | 271.2784 | 23.3685 | 16.2515 | 9.7834 | 12.9006 | 12.9006 | 4408.6685 | 23.3685 | 0 | 4028.8963 | 379.7722 | 0 | 301.4674 | 0 | 0 | 247.9099 | 0 | 0 | 4028.8963 | 379.7722 | 0 | 301.4674 | 0 | 0 | 0.46737 | 0.61426
2018-06-07 11:00 | 6 | 11 | 5 | 0 | 1 | 0.48703 | 279.9001 | 279.9001 | 24.3513 | 16.2515 | 9.7834 | 12.9006 | 12.9006 | 4548.785 | 24.3513 | 0 | 4153.0409 | 395.7441 | 0 | 314.1461 | 0 | 0 | 255.5488 | 0 | 0 | 4153.0409 | 395.7441 | 0 | 314.1461 | 0 | 0 | 0.48703 | 0.64904
2018-06-07 12:00 | 6 | 12 | 5 | 0 | 1 | 0.56822 | 275.9605 | 275.9605 | 28.4112 | 16.2515 | 9.7834 | 12.9006 | 12.9006 | 4484.7606 | 28.4112 | 0 | 4023.0381 | 461.7226 | 0 | 366.5205 | 0 | 0 | 247.5494 | 0 | 0 | 4023.0381 | 461.7226 | 0 | 366.5205 | 0 | 0 | 0.56822 | 0.66858
2018-06-07 13:00 | 6 | 13 | 5 | 0 | 1 | 0.48202 | 265.5353 | 265.5353 | 24.1008 | 16.2515 | 9.7834 | 12.9006 | 12.9006 | 4315.3348 | 24.1008 | 0 | 3923.6617 | 391.6731 | 0 | 310.9145 | 0 | 0 | 241.4345 | 0 | 0 | 3923.6617 | 391.6731 | 0 | 310.9145 | 0 | 0 | 0.48202 | 0.65684
2018-06-07 14:00 | 6 | 14 | 5 | 0 | 1 | 0.44278 | 243.8093 | 243.8093 | 22.1388 | 16.2515 | 9.7834 | 12.9006 | 12.9006 | 3962.2563 | 22.1388 | 0 | 3602.4685 | 359.7877 | 0 | 285.6035 | 0 | 0 | 221.6705 | 0 | 0 | 3602.4685 | 359.7877 | 0 | 285.6035 | 0 | 0 | 0.44278 | 0.59126
2018-06-07 15:00 | 6 | 15 | 5 | 0 | 1 | 0.42117 | 218.7275 | 218.7275 | 21.0586 | 16.2515 | 9.7834 | 12.9006 | 12.9006 | 3554.6399 | 21.0586 | 0 | 3212.4078 | 342.2321 | 0 | 271.6677 | 0 | 0 | 197.6689 | 0 | 0 | 3212.4078 | 342.2321 | 0 | 271.6677 | 0 | 0 | 0.42117 | 0.52318
2018-06-07 16:00 | 6 | 16 | 5 | 0 | 1 | 0.27582 | 183.0583 | 183.0583 | 13.7908 | 16.2515 | 9.7834 | 12.9006 | 12.9006 | 2974.9641 | 13.7908 | 0 | 2750.8427 | 224.1214 | 0 | 177.9101 | 0 | 0 | 169.2675 | 0 | 0 | 2750.8427 | 224.1214 | 0 | 177.9101 | 0 | 0 | 0.27582 | 0.40048
2018-06-07 17:00 | 6 | 17 | 5 | 0 | 1 | 0.21084 | 153.4448 | 153.4448 | 10.5421 | 16.2515 | 9.7834 | 12.9006 | 12.9006 | 2493.701 | 10.5421 | 0 | 2322.3757 | 171.3253 | 0 | 135.9999 | 0 | 0 | 142.9026 | 0 | 0 | 2322.3757 | 171.3253 | 0 | 135.9999 | 0 | 0 | 0.21084 | 0.24816
2018-06-07 18:00 | 6 | 18 | 5 | 0 | 1 | 0.079466 | 127.4616 | 127.4616 | 3.9733 | 16.2515 | 9.7834 | 12.9006 | 12.9006 | 2071.436 | 3.9733 | 0 | 2006.8642 | 64.5718 | 0 | 51.2578 | 0 | 0 | 123.4883 | 0 | 0 | 2006.8642 | 64.5718 | 0 | 51.2578 | 0 | 0 | 0.079466 | 0.097009
2018-06-07 19:00 | 6 | 19 | 5 | 0 | 0 | 0.014339 | 108.9985 | 108.9985 | 0.71693 | 16.2515 | 9.7834 | 12.9006 | 12.9006 | 1771.385 | 0.71693 | 0 | 1759.7337 | 11.6512 | 0 | 9.2489 | 0 | 0 | 108.2816 | 0 | 0 | 1759.7337 | 11.6512 | 0 | 9.2489 | 0 | 0 | 0.014339 | 0.015194
2018-06-07 20:00 | 6 | 20 | 5 | 0 | 0 | 0 | 91.7577 | 91.7577 | 0 | 16.2515 | 9.7834 | 12.9006 | 12.9006 | 1491.1957 | 0 | 0 | 1491.1957 | 0 | 0 | 0 | 0 | 0 | 91.7577 | 0 | 0 | 1491.1957 | 0 | 0 | 0 | 0 | 0 | 0 | 0
2018-06-07 21:00 | 6 | 21 | 5 | 0 | 0 | 0 | 83.5072 | 83.5072 | 0 | 16.2515 | 9.7834 | 12.9006 | 12.9006 | 1357.1139 | 0 | 0 | 1357.1139 | 0 | 0 | 0 | 0 | 0 | 83.5072 | 0 | 0 | 1357.1139 | 0 | 0 | 0 | 0 | 0 | 0 | 0
2018-06-07 22:00 | 6 | 22 | 5 | 0 | 0 | 0 | 78.0889 | 78.0889 | 0 | 16.2515 | 9.7834 | 12.9006 | 12.9006 | 1269.0576 | 0 | 0 | 1269.0576 | 0 | 0 | 0 | 0 | 0 | 78.0889 | 0 | 0 | 1269.0576 | 0 | 0 | 0 | 0 | 0 | 0 | 0
2018-06-07 23:00 | 6 | 23 | 5 | 0 | 0 | 0 | 76.3812 | 76.3812 | 0 | 16.2515 | 9.7834 | 12.9006 | 12.9006 | 1241.3061 | 0 | 0 | 1241.3061 | 0 | 0 | 0 | 0 | 0 | 76.3812 | 0 | 0 | 1241.3061 | 0 | 0 | 0 | 0 | 0 | 0 | 0
2018-06-08 | 6 | 0 | 6 | 0 | 0 | 0 | 76.6714 | 76.6714 | 0 | 16.2515 | 9.7834 | 12.9006 | 12.9006 | 1246.0215 | 0 | 0 | 1246.0215 | 0 | 0 | 0 | 0 | 0 | 76.6714 | 0 | 0 | 1246.0215 | 0 | 0 | 0 | 0 | 0 | 0 | 0
2018-06-08 01:00 | 6 | 1 | 6 | 0 | 0 | 0 | 76.9965 | 76.9965 | 0 | 16.2515 | 9.7834 | 12.9006 | 12.9006 | 1251.3059 | 0 | 0 | 1251.3059 | 0 | 0 | 0 | 0 | 0 | 76.9965 | 0 | 0 | 1251.3059 | 0 | 0 | 0 | 0 | 0 | 0 | 0
2018-06-08 02:00 | 6 | 2 | 6 | 0 | 0 | 0 | 79.1793 | 79.1793 | 0 | 16.2515 | 9.7834 | 12.9006 | 12.9006 | 1286.7786 | 0 | 0 | 1286.7786 | 0 | 0 | 0 | 0 | 0 | 79.1793 | 0 | 0 | 1286.7786 | 0 | 0 | 0 | 0 | 0 | 0 | 0
2018-06-08 03:00 | 6 | 3 | 6 | 0 | 0 | 0 | 87.0558 | 87.0558 | 0 | 16.2515 | 9.7834 | 12.9006 | 12.9006 | 1414.7831 | 0 | 0 | 1414.7831 | 0 | 0 | 0 | 0 | 0 | 87.0558 | 0 | 0 | 1414.7831 | 0 | 0 | 0 | 0 | 0 | 0 | 0
2018-06-08 04:00 | 6 | 4 | 6 | 0 | 0 | 0 | 102.2135 | 102.2135 | 0 | 16.2515 | 9.7834 | 12.9006 | 12.9006 | 1661.1185 | 0 | 0 | 1661.1185 | 0 | 0 | 0 | 0 | 0 | 102.2135 | 0 | 0 | 1661.1185 | 0 | 0 | 0 | 0 | 0 | 0 | 0
2018-06-08 05:00 | 6 | 5 | 6 | 0 | 0 | 0.0070002 | 123.6283 | 123.6283 | 0.35001 | 16.2515 | 9.7834 | 12.9006 | 12.9006 | 2009.1406 | 0.35001 | 0 | 2003.4524 | 5.6882 | 0 | 4.5153 | 0 | 0 | 123.2783 | 0 | 0 | 2003.4524 | 5.6882 | 0 | 4.5153 | 0 | 0 | 0.0070002 | 0.0082347
2018-06-08 06:00 | 6 | 6 | 6 | 0 | 0 | 0.068612 | 144.285 | 144.285 | 3.4306 | 16.2515 | 9.7834 | 12.9006 | 12.9006 | 2344.8407 | 3.4306 | 0 | 2289.0889 | 55.7518 | 0 | 44.2564 | 0 | 0 | 140.8544 | 0 | 0 | 2289.0889 | 55.7518 | 0 | 44.2564 | 0 | 0 | 0.068612 | 0.081756
2018-06-08 07:00 | 6 | 7 | 6 | 0 | 0 | 0.24038 | 173.0085 | 173.0085 | 12.0188 | 16.2515 | 9.7834 | 12.9006 | 12.9006 | 2811.6398 | 12.0188 | 0 | 2616.3168 | 195.323 | 0 | 155.0496 | 0 | 0 | 160.9897 | 0 | 0 | 2616.3168 | 195.323 | 0 | 155.0496 | 0 | 0 | 0.24038 | 0.23598
2018-06-08 08:00 | 6 | 8 | 6 | 0 | 0 | 0.40857 | 203.8621 | 203.8621 | 20.4286 | 16.2515 | 9.7834 | 12.9006 | 12.9006 | 3313.0563 | 20.4286 | 0 | 2981.0626 | 331.9937 | 0 | 263.5403 | 0 | 0 | 183.4336 | 0 | 0 | 2981.0626 | 331.9937 | 0 | 263.5403 | 0 | 0 | 0.40857 | 0.40575
2018-06-08 09:00 | 6 | 9 | 6 | 0 | 0 | 0.53798 | 233.5723 | 233.5723 | 26.8991 | 16.2515 | 9.7834 | 12.9006 | 12.9006 | 3795.8905 | 26.8991 | 0 | 3358.7401 | 437.1504 | 0 | 347.0149 | 0 | 0 | 206.6732 | 0 | 0 | 3358.7401 | 437.1504 | 0 | 347.0149 | 0 | 0 | 0.53798 | 0.54428
2018-06-08 10:00 | 6 | 10 | 6 | 0 | 0 | 0.63326 | 259.9804 | 259.9804 | 31.6632 | 16.2515 | 9.7834 | 12.9006 | 12.9006 | 4225.0606 | 31.6632 | 0 | 3710.4883 | 514.5723 | 0 | 408.4733 | 0 | 0 | 228.3173 | 0 | 0 | 3710.4883 | 514.5723 | 0 | 408.4733 | 0 | 0 | 0.63326 | 0.64414
2018-06-08 11:00 | 6 | 11 | 6 | 0 | 1 | 0.6877 | 273.5801 | 273.5801 | 34.3849 | 16.2515 | 9.7834 | 12.9006 | 12.9006 | 4446.0752 | 34.3849 | 0 | 3887.2705 | 558.8047 | 0 | 443.5854 | 0 | 0 | 239.1952 | 0 | 0 | 3887.2705 | 558.8047 | 0 | 443.5854 | 0 | 0 | 0.6877 | 0.62597
2018-06-08 12:00 | 6 | 12 | 6 | 0 | 1 | 0.69969 | 275.4346 | 275.4346 | 34.9847 | 16.2515 | 9.7834 | 12.9006 | 12.9006 | 4476.2139 | 34.9847 | 0 | 3907.6616 | 568.5523 | 0 | 451.3232 | 0 | 0 | 240.4499 | 0 | 0 | 3907.6616 | 568.5523 | 0 | 451.3232 | 0 | 0 | 0.69969 | 0.72787
2018-06-08 13:00 | 6 | 13 | 6 | 0 | 1 | 0.67579 | 269.6389 | 269.6389 | 33.7893 | 16.2515 | 9.7834 | 12.9006 | 12.9006 | 4382.0252 | 33.7893 | 0 | 3832.899 | 549.1262 | 0 | 435.9025 | 0 | 0 | 235.8496 | 0 | 0 | 3832.899 | 549.1262 | 0 | 435.9025 | 0 | 0 | 0.67579 | 0.70242
2018-06-08 14:00 | 6 | 14 | 6 | 0 | 1 | 0.61643 | 253.559 | 253.559 | 30.8212 | 16.2515 | 9.7834 | 12.9006 | 12.9006 | 4120.7035 | 30.8212 | 0 | 3619.8133 | 500.8902 | 0 | 397.6122 | 0 | 0 | 222.7378 | 0 | 0 | 3619.8133 | 500.8902 | 0 | 397.6122 | 0 | 0 | 0.61643 | 0.64132
2018-06-08 15:00 | 6 | 15 | 6 | 0 | 1 | 0.52564 | 230.9974 | 230.9974 | 26.2821 | 16.2515 | 9.7834 | 12.9006 | 12.9006 | 3754.0435 | 26.2821 | 0 | 3326.9219 | 427.1216 | 0 | 339.0539 | 0 | 0 | 204.7153 | 0 | 0 | 3326.9219 | 427.1216 | 0 | 339.0539 | 0 | 0 | 0.52564 | 0.51198
2018-06-08 16:00 | 6 | 16 | 6 | 0 | 1 | 0.40574 | 198.669 | 198.669 | 20.2871 | 16.2515 | 9.7834 | 12.9006 | 12.9006 | 3228.6611 | 20.2871 | 0 | 2898.967 | 329.6941 | 0 | 261.7149 | 0 | 0 | 178.382 | 0 | 0 | 2898.967 | 329.6941 | 0 | 261.7149 | 0 | 0 | 0.40574 | 0.35923
2018-06-08 17:00 | 6 | 17 | 6 | 0 | 1 | 0.24988 | 171.5237 | 171.5237 | 12.4939 | 16.2515 | 9.7834 | 12.9006 | 12.9006 | 2787.5093 | 12.4939 | 0 | 2584.466 | 203.0433 | 0 | 161.178 | 0 | 0 | 159.0298 | 0 | 0 | 2584.466 | 203.0433 | 0 | 161.178 | 0 | 0 | 0.24988 | 0.22628
2018-06-08 18:00 | 6 | 18 | 6 | 0 | 1 | 0.085076 | 139.6374 | 139.6374 | 4.2538 | 16.2515 | 9.7834 | 12.9006 | 12.9006 | 2269.3115 | 4.2538 | 0 | 2200.1811 | 69.1304 | 0 | 54.8765 | 0 | 0 | 135.3836 | 0 | 0 | 2200.1811 | 69.1304 | 0 | 54.8765 | 0 | 0 | 0.085076 | 0.093371
2018-06-08 19:00 | 6 | 19 | 6 | 0 | 0 | 0.012618 | 115.6224 | 115.6224 | 0.63092 | 16.2515 | 9.7834 | 12.9006 | 12.9006 | 1879.0323 | 0.63092 | 0 | 1868.7789 | 10.2534 | 0 | 8.1392 | 0 | 0 | 114.9915 | 0 | 0 | 1868.7789 | 10.2534 | 0 | 8.1392 | 0 | 0 | 0.012618 | 0.012497
2018-06-08 20:00 | 6 | 20 | 6 | 0 | 0 | 0 | 94.4266 | 94.4266 | 0 | 16.2515 | 9.7834 | 12.9006 | 12.9006 | 1534.5693 | 0 | 0 | 1534.5693 | 0 | 0 | 0 | 0 | 0 | 94.4266 | 0 | 0 | 1534.5693 | 0 | 0 | 0 | 0 | 0 | 0 | 0
2018-06-08 21:00 | 6 | 21 | 6 | 0 | 0 | 0 | 84.0279 | 84.0279 | 0 | 16.2515 | 9.7834 | 12.9006 | 12.9006 | 1365.5753 | 0 | 0 | 1365.5753 | 0 | 0 | 0 | 0 | 0 | 84.0279 | 0 | 0 | 1365.5753 | 0 | 0 | 0 | 0 | 0 | 0 | 0
2018-06-08 22:00 | 6 | 22 | 6 | 0 | 0 | 0 | 79.2634 | 79.2634 | 0 | 16.2515 | 9.7834 | 12.9006 | 12.9006 | 1288.1456 | 0 | 0 | 1288.1456 | 0 | 0 | 0 | 0 | 0 | 79.2634 | 0 | 0 | 1288.1456 | 0 | 0 | 0 | 0 | 0 | 0 | 0
2018-06-08 23:00 | 6 | 23 | 6 | 0 | 0 | 0 | 77.7644 | 77.7644 | 0 | 16.2515 | 9.7834 | 12.9006 | 12.9006 | 1263.7844 | 0 | 0 | 1263.7844 | 0 | 0 | 0 | 0 | 0 | 77.7644 | 0 | 0 | 1263.7844 | 0 | 0 | 0 | 0 | 0 | 0 | 0
2018-06-09 | 6 | 0 | 7 | 0 | 0 | 0 | 69.6737 | 69.6737 | 0 | 16.2515 | 9.7834 | 12.9006 | 12.9006 | 1132.2998 | 0 | 0 | 1132.2998 | 0 | 0 | 0 | 0 | 0 | 69.6737 | 0 | 0 | 1132.2998 | 0 | 0 | 0 | 0 | 0 | 0 | 0
2018-06-09 01:00 | 6 | 1 | 7 | 0 | 0 | 0 | 66.171 | 66.171 | 0 | 16.2515 | 9.7834 | 12.9006 | 12.9006 | 1075.3757 | 0 | 0 | 1075.3757 | 0 | 0 | 0 | 0 | 0 | 66.171 | 0 | 0 | 1075.3757 | 0 | 0 | 0 | 0 | 0 | 0 | 0
2018-06-09 02:00 | 6 | 2 | 7 | 0 | 0 | 0 | 64.5298 | 64.5298 | 0 | 16.2515 | 9.7834 | 12.9006 | 12.9006 | 1048.7033 | 0 | 0 | 1048.7033 | 0 | 0 | 0 | 0 | 0 | 64.5298 | 0 | 0 | 1048.7033 | 0 | 0 | 0 | 0 | 0 | 0 | 0
2018-06-09 03:00 | 6 | 3 | 7 | 0 | 0 | 0 | 63.4677 | 63.4677 | 0 | 16.2515 | 9.7834 | 12.9006 | 12.9006 | 1031.443 | 0 | 0 | 1031.443 | 0 | 0 | 0 | 0 | 0 | 63.4677 | 0 | 0 | 1031.443 | 0 | 0 | 0 | 0 | 0 | 0 | 0
2018-06-09 04:00 | 6 | 4 | 7 | 0 | 0 | 0 | 62.7162 | 62.7162 | 0 | 16.2515 | 9.7834 | 12.9006 | 12.9006 | 1019.2303 | 0 | 0 | 1019.2303 | 0 | 0 | 0 | 0 | 0 | 62.7162 | 0 | 0 | 1019.2303 | 0 | 0 | 0 | 0 | 0 | 0 | 0
2018-06-09 05:00 | 6 | 5 | 7 | 0 | 0 | 0.0080601 | 62.4901 | 62.4901 | 0.40301 | 16.2515 | 9.7834 | 12.9006 | 12.9006 | 1015.5549 | 0.40301 | 0 | 1009.0055 | 6.5494 | 0 | 5.199 | 0 | 0 | 62.0871 | 0 | 0 | 1009.0055 | 6.5494 | 0 | 5.199 | 0 | 0 | 0.0080601 | 0.0035147
2018-06-09 06:00 | 6 | 6 | 7 | 0 | 0 | 0.068193 | 58.593 | 58.593 | 3.4096 | 16.2515 | 9.7834 | 12.9006 | 12.9006 | 952.2214 | 3.4096 | 0 | 896.8098 | 55.4117 | 0 | 43.9864 | 0 | 0 | 55.1833 | 0 | 0 | 896.8098 | 55.4117 | 0 | 43.9864 | 0 | 0 | 0.068193 | 0.031273
2018-06-09 07:00 | 6 | 7 | 7 | 0 | 0 | 0.23321 | 59.7834 | 59.7834 | 11.6606 | 16.2515 | 9.7834 | 12.9006 | 12.9006 | 971.5676 | 11.6606 | 0 | 782.0667 | 189.5009 | 0 | 150.428 | 0 | 0 | 48.1229 | 0 | 0 | 782.0667 | 189.5009 | 0 | 150.428 | 0 | 0 | 0.23321 | 0.12421
2018-06-09 08:00 | 6 | 8 | 7 | 0 | 0 | 0.3975 | 62.282 | 62.282 | 19.875 | 16.2515 | 9.7834 | 12.9006 | 12.9006 | 1012.1726 | 19.875 | 0 | 689.1741 | 322.9985 | 0 | 256.3998 | 0 | 0 | 42.4069 | 0 | 0 | 689.1741 | 322.9985 | 0 | 256.3998 | 0 | 0 | 0.3975 | 0.23707
2018-06-09 09:00 | 6 | 9 | 7 | 0 | 0 | 0.52498 | 68.2344 | 68.2344 | 26.2492 | 16.2515 | 9.7834 | 12.9006 | 12.9006 | 1108.9087 | 26.2492 | 0 | 682.321 | 426.5877 | 0 | 338.6301 | 0 | 0 | 41.9852 | 0 | 0 | 682.321 | 426.5877 | 0 | 338.6301 | 0 | 0 | 0.52498 | 0.34466
2018-06-09 10:00 | 6 | 10 | 7 | 0 | 0 | 0.62087 | 75.6461 | 75.6461 | 31.0434 | 16.2515 | 9.7834 | 12.9006 | 12.9006 | 1229.3599 | 31.0434 | 0 | 724.8594 | 504.5005 | 0 | 400.4781 | 0 | 0 | 44.6027 | 0 | 0 | 724.8594 | 504.5005 | 0 | 400.4781 | 0 | 0 | 0.62087 | 0.46376
2018-06-09 11:00 | 6 | 11 | 7 | 0 | 1 | 0.67826 | 78.278 | 78.278 | 33.9129 | 16.2515 | 9.7834 | 12.9006 | 12.9006 | 1272.1312 | 33.9129 | 0 | 720.9964 | 551.1348 | 0 | 437.497 | 0 | 0 | 44.365 | 0 | 0 | 720.9964 | 551.1348 | 0 | 437.497 | 0 | 0 | 0.67826 | 0.53862
2018-06-09 12:00 | 6 | 12 | 7 | 0 | 1 | 0.69917 | 81.6268 | 81.6268 | 34.9586 | 16.2515 | 9.7834 | 12.9006 | 12.9006 | 1326.5537 | 34.9586 | 0 | 758.4263 | 568.1274 | 0 | 450.9859 | 0 | 0 | 46.6682 | 0 | 0 | 758.4263 | 568.1274 | 0 | 450.9859 | 0 | 0 | 0.69917 | 0.4856
2018-06-09 13:00 | 6 | 13 | 7 | 0 | 1 | 0.67918 | 85.1517 | 85.1517 | 33.9591 | 16.2515 | 9.7834 | 12.9006 | 12.9006 | 1383.8396 | 33.9591 | 0 | 831.9547 | 551.8848 | 0 | 438.0924 | 0 | 0 | 51.1926 | 0 | 0 | 831.9547 | 551.8848 | 0 | 438.0924 | 0 | 0 | 0.67918 | 0.19827
2018-06-09 14:00 | 6 | 14 | 7 | 0 | 1 | 0.6234 | 85.5481 | 85.5481 | 31.1702 | 16.2515 | 9.7834 | 12.9006 | 12.9006 | 1390.2807 | 31.1702 | 0 | 883.7196 | 506.5611 | 0 | 402.1139 | 0 | 0 | 54.3779 | 0 | 0 | 883.7196 | 506.5611 | 0 | 402.1139 | 0 | 0 | 0.6234 | 0.46341
2018-06-09 15:00 | 6 | 15 | 7 | 0 | 1 | 0.53056 | 86.552 | 86.552 | 26.5282 | 16.2515 | 9.7834 | 12.9006 | 12.9006 | 1406.5957 | 26.5282 | 0 | 975.4746 | 431.1211 | 0 | 342.2287 | 0 | 0 | 60.0238 | 0 | 0 | 975.4746 | 431.1211 | 0 | 342.2287 | 0 | 0 | 0.53056 | 0.44973
2018-06-09 16:00 | 6 | 16 | 7 | 0 | 1 | 0.40844 | 88.4891 | 88.4891 | 20.4219 | 16.2515 | 9.7834 | 12.9006 | 12.9006 | 1438.0768 | 20.4219 | 0 | 1106.1904 | 331.8864 | 0 | 263.4552 | 0 | 0 | 68.0672 | 0 | 0 | 1106.1904 | 331.8864 | 0 | 263.4552 | 0 | 0 | 0.40844 | 0.28085
2018-06-09 17:00 | 6 | 17 | 7 | 0 | 1 | 0.24931 | 86.7574 | 86.7574 | 12.4656 | 16.2515 | 9.7834 | 12.9006 | 12.9006 | 1409.9345 | 12.4656 | 0 | 1207.3512 | 202.5833 | 0 | 160.8129 | 0 | 0 | 74.2919 | 0 | 0 | 1207.3512 | 202.5833 | 0 | 160.8129 | 0 | 0 | 0.24931 | 0.14194
2018-06-09 18:00 | 6 | 18 | 7 | 0 | 1 | 0.08577 | 84.0442 | 84.0442 | 4.2885 | 16.2515 | 9.7834 | 12.9006 | 12.9006 | 1365.8405 | 4.2885 | 0 | 1296.1461 | 69.6945 | 0 | 55.3242 | 0 | 0 | 79.7557 | 0 | 0 | 1296.1461 | 69.6945 | 0 | 55.3242 | 0 | 0 | 0.08577 | 0.070948
2018-06-09 19:00 | 6 | 19 | 7 | 0 | 0 | 0.012755 | 80.6769 | 80.6769 | 0.63775 | 16.2515 | 9.7834 | 12.9006 | 12.9006 | 1311.1164 | 0.63775 | 0 | 1300.752 | 10.3644 | 0 | 8.2274 | 0 | 0 | 80.0391 | 0 | 0 | 1300.752 | 10.3644 | 0 | 8.2274 | 0 | 0 | 0.012755 | 0.011426
2018-06-09 20:00 | 6 | 20 | 7 | 0 | 0 | 0 | 77.8035 | 77.8035 | 0 | 16.2515 | 9.7834 | 12.9006 | 12.9006 | 1264.4199 | 0 | 0 | 1264.4199 | 0 | 0 | 0 | 0 | 0 | 77.8035 | 0 | 0 | 1264.4199 | 0 | 0 | 0 | 0 | 0 | 0 | 0
2018-06-09 21:00 | 6 | 21 | 7 | 0 | 0 | 0 | 75.5447 | 75.5447 | 0 | 16.2515 | 9.7834 | 12.9006 | 12.9006 | 1227.7118 | 0 | 0 | 1227.7118 | 0 | 0 | 0 | 0 | 0 | 75.5447 | 0 | 0 | 1227.7118 | 0 | 0 | 0 | 0 | 0 | 0 | 0
2018-06-09 22:00 | 6 | 22 | 7 | 0 | 0 | 0 | 72.3693 | 72.3693 | 0 | 16.2515 | 9.7834 | 12.9006 | 12.9006 | 1176.1073 | 0 | 0 | 1176.1073 | 0 | 0 | 0 | 0 | 0 | 72.3693 | 0 | 0 | 1176.1073 | 0 | 0 | 0 | 0 | 0 | 0 | 0
2018-06-09 23:00 | 6 | 23 | 7 | 0 | 0 | 0 | 68.0281 | 68.0281 | 0 | 16.2515 | 9.7834 | 12.9006 | 12.9006 | 1105.555 | 0 | 0 | 1105.555 | 0 | 0 | 0 | 0 | 0 | 68.0281 | 0 | 0 | 1105.555 | 0 | 0 | 0 | 0 | 0 | 0 | 0
2018-06-10 | 6 | 0 | 1 | 0 | 0 | 0 | 61.3833 | 61.3833 | 0 | 16.2515 | 9.7834 | 12.9006 | 12.9006 | 997.5674 | 0 | 0 | 997.5674 | 0 | 0 | 0 | 0 | 0 | 61.3833 | 0 | 0 | 997.5674 | 0 | 0 | 0 | 0 | 0 | 0 | 0
2018-06-10 01:00 | 6 | 1 | 1 | 0 | 0 | 0 | 60.3936 | 60.3936 | 0 | 16.2515 | 9.7834 | 12.9006 | 12.9006 | 981.4844 | 0 | 0 | 981.4844 | 0 | 0 | 0 | 0 | 0 | 60.3936 | 0 | 0 | 981.4844 | 0 | 0 | 0 | 0 | 0 | 0 | 0
2018-06-10 02:00 | 6 | 2 | 1 | 0 | 0 | 0 | 58.446 | 58.446 | 0 | 16.2515 | 9.7834 | 12.9006 | 12.9006 | 949.8334 | 0 | 0 | 949.8334 | 0 | 0 | 0 | 0 | 0 | 58.446 | 0 | 0 | 949.8334 | 0 | 0 | 0 | 0 | 0 | 0 | 0
2018-06-10 03:00 | 6 | 3 | 1 | 0 | 0 | 0 | 58.4472 | 58.4472 | 0 | 16.2515 | 9.7834 | 12.9006 | 12.9006 | 949.8529 | 0 | 0 | 949.8529 | 0 | 0 | 0 | 0 | 0 | 58.4472 | 0 | 0 | 949.8529 | 0 | 0 | 0 | 0 | 0 | 0 | 0
2018-06-10 04:00 | 6 | 4 | 1 | 0 | 0 | 0 | 59.2952 | 59.2952 | 0 | 16.2515 | 9.7834 | 12.9006 | 12.9006 | 963.6328 | 0 | 0 | 963.6328 | 0 | 0 | 0 | 0 | 0 | 59.2952 | 0 | 0 | 963.6328 | 0 | 0 | 0 | 0 | 0 | 0 | 0
2018-06-10 05:00 | 6 | 5 | 1 | 0 | 0 | 0.0088258 | 59.1059 | 59.1059 | 0.44129 | 16.2515 | 9.7834 | 12.9006 | 12.9006 | 960.5565 | 0.44129 | 0 | 953.3849 | 7.1716 | 0 | 5.6929 | 0 | 0 | 58.6646 | 0 | 0 | 953.3849 | 7.1716 | 0 | 5.6929 | 0 | 0 | 0.0088258 | 0
2018-06-10 06:00 | 6 | 6 | 1 | 0 | 0 | 0.065943 | 56.5449 | 56.5449 | 3.2972 | 16.2515 | 9.7834 | 12.9006 | 12.9006 | 918.9372 | 3.2972 | 0 | 865.3534 | 53.5838 | 0 | 42.5354 | 0 | 0 | 53.2477 | 0 | 0 | 865.3534 | 53.5838 | 0 | 42.5354 | 0 | 0 | 0.065943 | 0.040985
2018-06-10 07:00 | 6 | 7 | 1 | 0 | 0 | 0.22284 | 58.1556 | 58.1556 | 11.1418 | 16.2515 | 9.7834 | 12.9006 | 12.9006 | 945.1127 | 11.1418 | 0 | 764.0422 | 181.0705 | 0 | 143.7358 | 0 | 0 | 47.0138 | 0 | 0 | 764.0422 | 181.0705 | 0 | 143.7358 | 0 | 0 | 0.22284 | 0.041993
2018-06-10 08:00 | 6 | 8 | 1 | 0 | 0 | 0.38126 | 60.1424 | 60.1424 | 19.0628 | 16.2515 | 9.7834 | 12.9006 | 12.9006 | 977.4016 | 19.0628 | 0 | 667.6042 | 309.7975 | 0 | 245.9207 | 0 | 0 | 41.0797 | 0 | 0 | 667.6042 | 309.7975 | 0 | 245.9207 | 0 | 0 | 0.38126 | 0.063483
2018-06-10 09:00 | 6 | 9 | 1 | 0 | 0 | 0.5049 | 69.3069 | 69.3069 | 25.2451 | 16.2515 | 9.7834 | 12.9006 | 12.9006 | 1126.3381 | 25.2451 | 0 | 716.0692 | 410.2688 | 0 | 325.676 | 0 | 0 | 44.0618 | 0 | 0 | 716.0692 | 410.2688 | 0 | 325.676 | 0 | 0 | 0.5049 | 0.11062
2018-06-10 10:00 | 6 | 10 | 1 | 0 | 0 | 0.59137 | 74.6951 | 74.6951 | 29.5683 | 16.2515 | 9.7834 | 12.9006 | 12.9006 | 1213.9036 | 29.5683 | 0 | 733.3765 | 480.5271 | 0 | 381.4478 | 0 | 0 | 45.1268 | 0 | 0 | 733.3765 | 480.5271 | 0 | 381.4478 | 0 | 0 | 0.59137 | 0.21649
2018-06-10 11:00 | 6 | 11 | 1 | 0 | 1 | 0.64855 | 74.1198 | 74.1198 | 32.4278 | 16.2515 | 9.7834 | 12.9006 | 12.9006 | 1204.5548 | 32.4278 | 0 | 677.5566 | 526.9982 | 0 | 418.337 | 0 | 0 | 41.6921 | 0 | 0 | 677.5566 | 526.9982 | 0 | 418.337 | 0 | 0 | 0.64855 | 0.36102
2018-06-10 12:00 | 6 | 12 | 1 | 0 | 1 | 0.42079 | 80.7117 | 80.7117 | 21.0394 | 16.2515 | 9.7834 | 12.9006 | 12.9006 | 1311.6829 | 21.0394 | 0 | 969.762 | 341.9209 | 0 | 271.4206 | 0 | 0 | 59.6723 | 0 | 0 | 969.762 | 341.9209 | 0 | 271.4206 | 0 | 0 | 0.42079 | 0.21444
2018-06-10 13:00 | 6 | 13 | 1 | 0 | 1 | 0.21496 | 83.599 | 83.599 | 10.748 | 16.2515 | 9.7834 | 12.9006 | 12.9006 | 1358.6062 | 10.748 | 0 | 1183.9363 | 174.6698 | 0 | 138.6549 | 0 | 0 | 72.8511 | 0 | 0 | 1183.9363 | 174.6698 | 0 | 138.6549 | 0 | 0 | 0.21496 | 0.21584
2018-06-10 14:00 | 6 | 14 | 1 | 0 | 1 | 0.45612 | 79.4254 | 79.4254 | 22.806 | 16.2515 | 9.7834 | 12.9006 | 12.9006 | 1290.7789 | 22.806 | 0 | 920.1473 | 370.6315 | 0 | 294.2115 | 0 | 0 | 56.6194 | 0 | 0 | 920.1473 | 370.6315 | 0 | 294.2115 | 0 | 0 | 0.45612 | 0.064833
2018-06-10 15:00 | 6 | 15 | 1 | 0 | 1 | 0.24246 | 83.9264 | 83.9264 | 12.1229 | 16.2515 | 9.7834 | 12.9006 | 12.9006 | 1363.9264 | 12.1229 | 0 | 1166.9116 | 197.0148 | 0 | 156.3925 | 0 | 0 | 71.8035 | 0 | 0 | 1166.9116 | 197.0148 | 0 | 156.3925 | 0 | 0 | 0.24246 | 0.14509
2018-06-10 16:00 | 6 | 16 | 1 | 0 | 1 | 0.24177 | 84.1862 | 84.1862 | 12.0883 | 16.2515 | 9.7834 | 12.9006 | 12.9006 | 1368.1477 | 12.0883 | 0 | 1171.6952 | 196.4525 | 0 | 155.9462 | 0 | 0 | 72.0979 | 0 | 0 | 1171.6952 | 196.4525 | 0 | 155.9462 | 0 | 0 | 0.24177 | 0.14597
2018-06-10 17:00 | 6 | 17 | 1 | 0 | 1 | 0.095983 | 78.0708 | 78.0708 | 4.7992 | 16.2515 | 9.7834 | 12.9006 | 12.9006 | 1268.7642 | 4.7992 | 0 | 1190.7708 | 77.9933 | 0 | 61.912 | 0 | 0 | 73.2716 | 0 | 0 | 1190.7708 | 77.9933 | 0 | 61.912 | 0 | 0 | 0.095983 | 0.047498
2018-06-10 18:00 | 6 | 18 | 1 | 0 | 1 | 0.024686 | 76.1477 | 76.1477 | 1.2343 | 16.2515 | 9.7834 | 12.9006 | 12.9006 | 1237.5117 | 1.2343 | 0 | 1217.4525 | 20.0592 | 0 | 15.9232 | 0 | 0 | 74.9134 | 0 | 0 | 1217.4525 | 20.0592 | 0 | 15.9232 | 0 | 0 | 0.024686 | 0.048936
2018-06-10 19:00 | 6 | 19 | 1 | 0 | 0 | 0.0041945 | 70.9689 | 70.9689 | 0.20973 | 16.2515 | 9.7834 | 12.9006 | 12.9006 | 1153.3487 | 0.20973 | 0 | 1149.9403 | 3.4084 | 0 | 2.7056 | 0 | 0 | 70.7592 | 0 | 0 | 1149.9403 | 3.4084 | 0 | 2.7056 | 0 | 0 | 0.0041945 | 0.003219
2018-06-10 20:00 | 6 | 20 | 1 | 0 | 0 | 0 | 63.5143 | 63.5143 | 0 | 16.2515 | 9.7834 | 12.9006 | 12.9006 | 1032.1992 | 0 | 0 | 1032.1992 | 0 | 0 | 0 | 0 | 0 | 63.5143 | 0 | 0 | 1032.1992 | 0 | 0 | 0 | 0 | 0 | 0 | 0
2018-06-10 21:00 | 6 | 21 | 1 | 0 | 0 | 0 | 63.8604 | 63.8604 | 0 | 16.2515 | 9.7834 | 12.9006 | 12.9006 | 1037.824 | 0 | 0 | 1037.824 | 0 | 0 | 0 | 0 | 0 | 63.8604 | 0 | 0 | 1037.824 | 0 | 0 | 0 | 0 | 0 | 0 | 0
2018-06-10 22:00 | 6 | 22 | 1 | 0 | 0 | 0 | 62.1032 | 62.1032 | 0 | 16.2515 | 9.7834 | 12.9006 | 12.9006 | 1009.2671 | 0 | 0 | 1009.2671 | 0 | 0 | 0 | 0 | 0 | 62.1032 | 0 | 0 | 1009.2671 | 0 | 0 | 0 | 0 | 0 | 0 | 0
2018-06-10 23:00 | 6 | 23 | 1 | 0 | 0 | 0 | 59.4474 | 59.4474 | 0 | 16.2515 | 9.7834 | 12.9006 | 12.9006 | 966.107 | 0 | 0 | 966.107 | 0 | 0 | 0 | 0 | 0 | 59.4474 | 0 | 0 | 966.107 | 0 | 0 | 0 | 0 | 0 | 0 | 0
2018-06-11 | 6 | 0 | 2 | 0 | 0 | 0 | 70.1056 | 70.1056 | 0 | 16.2515 | 9.7834 | 12.9006 | 12.9006 | 1139.3181 | 0 | 0 | 1139.3181 | 0 | 0 | 0 | 0 | 0 | 70.1056 | 0 | 0 | 1139.3181 | 0 | 0 | 0 | 0 | 0 | 0 | 0
2018-06-11 01:00 | 6 | 1 | 2 | 0 | 0 | 0 | 73.8928 | 73.8928 | 0 | 16.2515 | 9.7834 | 12.9006 | 12.9006 | 1200.8661 | 0 | 0 | 1200.8661 | 0 | 0 | 0 | 0 | 0 | 73.8928 | 0 | 0 | 1200.8661 | 0 | 0 | 0 | 0 | 0 | 0 | 0
2018-06-11 02:00 | 6 | 2 | 2 | 0 | 0 | 0 | 76.0425 | 76.0425 | 0 | 16.2515 | 9.7834 | 12.9006 | 12.9006 | 1235.801 | 0 | 0 | 1235.801 | 0 | 0 | 0 | 0 | 0 | 76.0425 | 0 | 0 | 1235.801 | 0 | 0 | 0 | 0 | 0 | 0 | 0
2018-06-11 03:00 | 6 | 3 | 2 | 0 | 0 | 0 | 84.0424 | 84.0424 | 0 | 16.2515 | 9.7834 | 12.9006 | 12.9006 | 1365.8118 | 0 | 0 | 1365.8118 | 0 | 0 | 0 | 0 | 0 | 84.0424 | 0 | 0 | 1365.8118 | 0 | 0 | 0 | 0 | 0 | 0 | 0
2018-06-11 04:00 | 6 | 4 | 2 | 0 | 0 | 0 | 98.9404 | 98.9404 | 0 | 16.2515 | 9.7834 | 12.9006 | 12.9006 | 1607.9255 | 0 | 0 | 1607.9255 | 0 | 0 | 0 | 0 | 0 | 98.9404 | 0 | 0 | 1607.9255 | 0 | 0 | 0 | 0 | 0 | 0 | 0
2018-06-11 05:00 | 6 | 5 | 2 | 0 | 0 | 0.0073551 | 117.201 | 117.201 | 0.36775 | 16.2515 | 9.7834 | 12.9006 | 12.9006 | 1904.6877 | 0.36775 | 0 | 1898.7112 | 5.9765 | 0 | 4.7442 | 0 | 0 | 116.8333 | 0 | 0 | 1898.7112 | 5.9765 | 0 | 4.7442 | 0 | 0 | 0.0073551 | 0.001807
2018-06-11 06:00 | 6 | 6 | 2 | 0 | 0 | 0.065212 | 139.5542 | 139.5542 | 3.2606 | 16.2515 | 9.7834 | 12.9006 | 12.9006 | 2267.9589 | 3.2606 | 0 | 2214.9695 | 52.9893 | 0 | 42.0635 | 0 | 0 | 136.2936 | 0 | 0 | 2214.9695 | 52.9893 | 0 | 42.0635 | 0 | 0 | 0.065212 | 0.048737
2018-06-11 07:00 | 6 | 7 | 2 | 0 | 0 | 0.17043 | 168.7359 | 168.7359 | 8.5213 | 16.2515 | 9.7834 | 12.9006 | 12.9006 | 2742.2046 | 8.5213 | 0 | 2603.7202 | 138.4843 | 0 | 109.9304 | 0 | 0 | 160.2146 | 0 | 0 | 2603.7202 | 138.4843 | 0 | 109.9304 | 0 | 0 | 0.17043 | 0.044995
2018-06-11 08:00 | 6 | 8 | 2 | 0 | 0 | 0.38698 | 204.2287 | 204.2287 | 19.349 | 16.2515 | 9.7834 | 12.9006 | 12.9006 | 3319.0133 | 19.349 | 0 | 3004.5639 | 314.4494 | 0 | 249.6135 | 0 | 0 | 184.8797 | 0 | 0 | 3004.5639 | 314.4494 | 0 | 249.6135 | 0 | 0 | 0.38698 | 0.029545
2018-06-11 09:00 | 6 | 9 | 2 | 0 | 0 | 0.51223 | 236.5931 | 236.5931 | 25.6116 | 16.2515 | 9.7834 | 12.9006 | 12.9006 | 3844.983 | 25.6116 | 0 | 3428.758 | 416.225 | 0 | 330.4041 | 0 | 0 | 210.9816 | 0 | 0 | 3428.758 | 416.225 | 0 | 330.4041 | 0 | 0 | 0.51223 | 0.20466
2018-06-11 10:00 | 6 | 10 | 2 | 0 | 0 | 0.60528 | 255.8435 | 255.8435 | 30.264 | 16.2515 | 9.7834 | 12.9006 | 12.9006 | 4157.8294 | 30.264 | 0 | 3665.9953 | 491.8341 | 0 | 390.4234 | 0 | 0 | 225.5795 | 0 | 0 | 3665.9953 | 491.8341 | 0 | 390.4234 | 0 | 0 | 0.60528 | 0.30234
2018-06-11 11:00 | 6 | 11 | 2 | 0 | 1 | 0.66071 | 260.7097 | 260.7097 | 33.0354 | 16.2515 | 9.7834 | 12.9006 | 12.9006 | 4236.9123 | 33.0354 | 0 | 3700.0397 | 536.8726 | 0 | 426.1754 | 0 | 0 | 227.6743 | 0 | 0 | 3700.0397 | 536.8726 | 0 | 426.1754 | 0 | 0 | 0.66071 | 0.55079
2018-06-11 12:00 | 6 | 12 | 2 | 0 | 1 | 0.54565 | 255.8002 | 255.8002 | 27.2823 | 16.2515 | 9.7834 | 12.9006 | 12.9006 | 4157.1252 | 27.2823 | 0 | 3713.7481 | 443.3771 | 0 | 351.9577 | 0 | 0 | 228.5179 | 0 | 0 | 3713.7481 | 443.3771 | 0 | 351.9577 | 0 | 0 | 0.54565 | 0.51632
2018-06-11 13:00 | 6 | 13 | 2 | 0 | 1 | 0.65404 | 245.8422 | 245.8422 | 32.702 | 16.2515 | 9.7834 | 12.9006 | 12.9006 | 3995.2946 | 32.702 | 0 | 3463.8403 | 531.4543 | 0 | 421.8744 | 0 | 0 | 213.1403 | 0 | 0 | 3463.8403 | 531.4543 | 0 | 421.8744 | 0 | 0 | 0.65404 | 0.47633
2018-06-11 14:00 | 6 | 14 | 2 | 0 | 1 | 0.59935 | 225.0922 | 225.0922 | 29.9676 | 16.2515 | 9.7834 | 12.9006 | 12.9006 | 3658.0767 | 29.9676 | 0 | 3171.0596 | 487.0171 | 0 | 386.5997 | 0 | 0 | 195.1246 | 0 | 0 | 3171.0596 | 487.0171 | 0 | 386.5997 | 0 | 0 | 0.59935 | 0.31339
2018-06-11 15:00 | 6 | 15 | 2 | 0 | 1 | 0.51132 | 200.5296 | 200.5296 | 25.5662 | 16.2515 | 9.7834 | 12.9006 | 12.9006 | 3258.8975 | 25.5662 | 0 | 2843.4095 | 415.488 | 0 | 329.819 | 0 | 0 | 174.9634 | 0 | 0 | 2843.4095 | 415.488 | 0 | 329.819 | 0 | 0 | 0.51132 | 0.23137
2018-06-11 16:00 | 6 | 16 | 2 | 0 | 1 | 0.31502 | 173.3918 | 173.3918 | 15.7511 | 16.2515 | 9.7834 | 12.9006 | 12.9006 | 2817.8693 | 15.7511 | 0 | 2561.891 | 255.9783 | 0 | 203.1985 | 0 | 0 | 157.6407 | 0 | 0 | 2561.891 | 255.9783 | 0 | 203.1985 | 0 | 0 | 0.31502 | 0.23514
2018-06-11 17:00 | 6 | 17 | 2 | 0 | 1 | 0.20202 | 149.8604 | 149.8604 | 10.1007 | 16.2515 | 9.7834 | 12.9006 | 12.9006 | 2435.4502 | 10.1007 | 0 | 2271.2983 | 164.1519 | 0 | 130.3056 | 0 | 0 | 139.7597 | 0 | 0 | 2271.2983 | 164.1519 | 0 | 130.3056 | 0 | 0 | 0.20202 | 0.16575
2018-06-11 18:00 | 6 | 18 | 2 | 0 | 1 | 0.080126 | 125.4452 | 125.4452 | 4.0063 | 16.2515 | 9.7834 | 12.9006 | 12.9006 | 2038.6673 | 4.0063 | 0 | 1973.5591 | 65.1082 | 0 | 51.6836 | 0 | 0 | 121.4389 | 0 | 0 | 1973.5591 | 65.1082 | 0 | 51.6836 | 0 | 0 | 0.080126 | 0.092817
2018-06-11 19:00 | 6 | 19 | 2 | 0 | 0 | 0.012974 | 106.6671 | 106.6671 | 0.64869 | 16.2515 | 9.7834 | 12.9006 | 12.9006 | 1733.4951 | 0.64869 | 0 | 1722.953 | 10.5422 | 0 | 8.3685 | 0 | 0 | 106.0184 | 0 | 0 | 1722.953 | 10.5422 | 0 | 8.3685 | 0 | 0 | 0.012974 | 0.015139
2018-06-11 20:00 | 6 | 20 | 2 | 0 | 0 | 0 | 91.0942 | 91.0942 | 0 | 16.2515 | 9.7834 | 12.9006 | 12.9006 | 1480.4135 | 0 | 0 | 1480.4135 | 0 | 0 | 0 | 0 | 0 | 91.0942 | 0 | 0 | 1480.4135 | 0 | 0 | 0 | 0 | 0 | 0 | 0
2018-06-11 21:00 | 6 | 21 | 2 | 0 | 0 | 0 | 81.8379 | 81.8379 | 0 | 16.2515 | 9.7834 | 12.9006 | 12.9006 | 1329.9848 | 0 | 0 | 1329.9848 | 0 | 0 | 0 | 0 | 0 | 81.8379 | 0 | 0 | 1329.9848 | 0 | 0 | 0 | 0 | 0 | 0 | 0
2018-06-11 22:00 | 6 | 22 | 2 | 0 | 0 | 0 | 76.964 | 76.964 | 0 | 16.2515 | 9.7834 | 12.9006 | 12.9006 | 1250.7777 | 0 | 0 | 1250.7777 | 0 | 0 | 0 | 0 | 0 | 76.964 | 0 | 0 | 1250.7777 | 0 | 0 | 0 | 0 | 0 | 0 | 0
2018-06-11 23:00 | 6 | 23 | 2 | 0 | 0 | 0 | 76.1378 | 76.1378 | 0 | 16.2515 | 9.7834 | 12.9006 | 12.9006 | 1237.3504 | 0 | 0 | 1237.3504 | 0 | 0 | 0 | 0 | 0 | 76.1378 | 0 | 0 | 1237.3504 | 0 | 0 | 0 | 0 | 0 | 0 | 0
2018-06-12 | 6 | 0 | 3 | 0 | 0 | 0 | 76.375 | 76.375 | 0 | 16.2515 | 9.7834 | 12.9006 | 12.9006 | 1241.2043 | 0 | 0 | 1241.2043 | 0 | 0 | 0 | 0 | 0 | 76.375 | 0 | 0 | 1241.2043 | 0 | 0 | 0 | 0 | 0 | 0 | 0
2018-06-12 01:00 | 6 | 1 | 3 | 0 | 0 | 0 | 76.0584 | 76.0584 | 0 | 16.2515 | 9.7834 | 12.9006 | 12.9006 | 1236.0593 | 0 | 0 | 1236.0593 | 0 | 0 | 0 | 0 | 0 | 76.0584 | 0 | 0 | 1236.0593 | 0 | 0 | 0 | 0 | 0 | 0 | 0
2018-06-12 02:00 | 6 | 2 | 3 | 0 | 0 | 0 | 77.3452 | 77.3452 | 0 | 16.2515 | 9.7834 | 12.9006 | 12.9006 | 1256.9716 | 0 | 0 | 1256.9716 | 0 | 0 | 0 | 0 | 0 | 77.3452 | 0 | 0 | 1256.9716 | 0 | 0 | 0 | 0 | 0 | 0 | 0
2018-06-12 03:00 | 6 | 3 | 3 | 0 | 0 | 0 | 84.8477 | 84.8477 | 0 | 16.2515 | 9.7834 | 12.9006 | 12.9006 | 1378.899 | 0 | 0 | 1378.899 | 0 | 0 | 0 | 0 | 0 | 84.8477 | 0 | 0 | 1378.899 | 0 | 0 | 0 | 0 | 0 | 0 | 0
2018-06-12 04:00 | 6 | 4 | 3 | 0 | 0 | 0 | 99.8691 | 99.8691 | 0 | 16.2515 | 9.7834 | 12.9006 | 12.9006 | 1623.0181 | 0 | 0 | 1623.0181 | 0 | 0 | 0 | 0 | 0 | 99.8691 | 0 | 0 | 1623.0181 | 0 | 0 | 0 | 0 | 0 | 0 | 0
2018-06-12 05:00 | 6 | 5 | 3 | 0 | 0 | 0.0052414 | 120.0917 | 120.0917 | 0.26207 | 16.2515 | 9.7834 | 12.9006 | 12.9006 | 1951.6653 | 0.26207 | 0 | 1947.4062 | 4.259 | 0 | 3.3809 | 0 | 0 | 119.8296 | 0 | 0 | 1947.4062 | 4.259 | 0 | 3.3809 | 0 | 0 | 0.0052414 | 0.0065087
2018-06-12 06:00 | 6 | 6 | 3 | 0 | 0 | 0.0068499 | 144.2641 | 144.2641 | 0.3425 | 16.2515 | 9.7834 | 12.9006 | 12.9006 | 2344.5025 | 0.3425 | 0 | 2338.9365 | 5.5661 | 0 | 4.4184 | 0 | 0 | 143.9217 | 0 | 0 | 2338.9365 | 5.5661 | 0 | 4.4184 | 0 | 0 | 0.0068499 | 0.049524
2018-06-12 07:00 | 6 | 7 | 3 | 0 | 0 | 0.09836 | 176.9022 | 176.9022 | 4.918 | 16.2515 | 9.7834 | 12.9006 | 12.9006 | 2874.9176 | 4.918 | 0 | 2794.9927 | 79.9249 | 0 | 63.4453 | 0 | 0 | 171.9841 | 0 | 0 | 2794.9927 | 79.9249 | 0 | 63.4453 | 0 | 0 | 0.09836 | 0.10037
2018-06-12 08:00 | 6 | 8 | 3 | 0 | 0 | 0.25868 | 208.5405 | 208.5405 | 12.9341 | 16.2515 | 9.7834 | 12.9006 | 12.9006 | 3389.0876 | 12.9341 | 0 | 3178.8888 | 210.1988 | 0 | 166.8581 | 0 | 0 | 195.6064 | 0 | 0 | 3178.8888 | 210.1988 | 0 | 166.8581 | 0 | 0 | 0.25868 | 0.33559
2018-06-12 09:00 | 6 | 9 | 3 | 0 | 0 | 0.18746 | 233.1681 | 233.1681 | 9.3729 | 16.2515 | 9.7834 | 12.9006 | 12.9006 | 3789.3207 | 9.3729 | 0 | 3636.9974 | 152.3233 | 0 | 120.9159 | 0 | 0 | 223.7952 | 0 | 0 | 3636.9974 | 152.3233 | 0 | 120.9159 | 0 | 0 | 0.18746 | 0.19804
2018-06-12 10:00 | 6 | 10 | 3 | 0 | 0 | 0.28645 | 248.3695 | 248.3695 | 14.3224 | 16.2515 | 9.7834 | 12.9006 | 12.9006 | 4036.3661 | 14.3224 | 0 | 3803.6062 | 232.7599 | 0 | 184.7674 | 0 | 0 | 234.0471 | 0 | 0 | 3803.6062 | 232.7599 | 0 | 184.7674 | 0 | 0 | 0.28645 | 0.34275
2018-06-12 11:00 | 6 | 11 | 3 | 0 | 1 | 0.27967 | 253.8133 | 253.8133 | 13.9833 | 16.2515 | 9.7834 | 12.9006 | 12.9006 | 4124.8352 | 13.9833 | 0 | 3897.5854 | 227.2498 | 0 | 180.3934 | 0 | 0 | 239.8299 | 0 | 0 | 3897.5854 | 227.2498 | 0 | 180.3934 | 0 | 0 | 0.27967 | 0.3788
2018-06-12 12:00 | 6 | 12 | 3 | 0 | 1 | 0.60835 | 250.605 | 250.605 | 30.4176 | 16.2515 | 9.7834 | 12.9006 | 12.9006 | 4072.6964 | 30.4176 | 0 | 3578.3661 | 494.3303 | 0 | 392.4049 | 0 | 0 | 220.1874 | 0 | 0 | 3578.3661 | 494.3303 | 0 | 392.4049 | 0 | 0 | 0.60835 | 0.43431
2018-06-12 13:00 | 6 | 13 | 3 | 0 | 1 | 0.48759 | 244.4255 | 244.4255 | 24.3793 | 16.2515 | 9.7834 | 12.9006 | 12.9006 | 3972.2699 | 24.3793 | 0 | 3576.0699 | 396.1999 | 0 | 314.5079 | 0 | 0 | 220.0461 | 0 | 0 | 3576.0699 | 396.1999 | 0 | 314.5079 | 0 | 0 | 0.48759 | 0.47038
2018-06-12 14:00 | 6 | 14 | 3 | 0 | 1 | 0.52116 | 229.3011 | 229.3011 | 26.0578 | 16.2515 | 9.7834 | 12.9006 | 12.9006 | 3726.4771 | 26.0578 | 0 | 3302.9999 | 423.4772 | 0 | 336.1609 | 0 | 0 | 203.2433 | 0 | 0 | 3302.9999 | 423.4772 | 0 | 336.1609 | 0 | 0 | 0.52116 | 0.52901
2018-06-12 15:00 | 6 | 15 | 3 | 0 | 1 | 0.4637 | 210.1703 | 210.1703 | 23.1851 | 16.2515 | 9.7834 | 12.9006 | 12.9006 | 3415.5739 | 23.1851 | 0 | 3038.7831 | 376.7908 | 0 | 299.1008 | 0 | 0 | 186.9853 | 0 | 0 | 3038.7831 | 376.7908 | 0 | 299.1008 | 0 | 0 | 0.4637 | 0.33376
2018-06-12 16:00 | 6 | 16 | 3 | 0 | 1 | 0.36361 | 185.7618 | 185.7618 | 18.1804 | 16.2515 | 9.7834 | 12.9006 | 12.9006 | 3018.8997 | 18.1804 | 0 | 2723.4425 | 295.4572 | 0 | 234.5372 | 0 | 0 | 167.5814 | 0 | 0 | 2723.4425 | 295.4572 | 0 | 234.5372 | 0 | 0 | 0.36361 | 0.25625
2018-06-12 17:00 | 6 | 17 | 3 | 0 | 1 | 0.23395 | 160.4306 | 160.4306 | 11.6974 | 16.2515 | 9.7834 | 12.9006 | 12.9006 | 2607.2316 | 11.6974 | 0 | 2417.1318 | 190.0998 | 0 | 150.9033 | 0 | 0 | 148.7332 | 0 | 0 | 2417.1318 | 190.0998 | 0 | 150.9033 | 0 | 0 | 0.23395 | 0.13884
2018-06-12 18:00 | 6 | 18 | 3 | 0 | 1 | 0.08006 | 133.7937 | 133.7937 | 4.003 | 16.2515 | 9.7834 | 12.9006 | 12.9006 | 2174.3432 | 4.003 | 0 | 2109.2885 | 65.0547 | 0 | 51.6412 | 0 | 0 | 129.7907 | 0 | 0 | 2109.2885 | 65.0547 | 0 | 51.6412 | 0 | 0 | 0.08006 | 0.08852
2018-06-12 19:00 | 6 | 19 | 3 | 0 | 0 | 0.012437 | 112.8615 | 112.8615 | 0.62187 | 16.2515 | 9.7834 | 12.9006 | 12.9006 | 1834.1632 | 0.62187 | 0 | 1824.0569 | 10.1062 | 0 | 8.0224 | 0 | 0 | 112.2396 | 0 | 0 | 1824.0569 | 10.1062 | 0 | 8.0224 | 0 | 0 | 0.012437 | 0.0187
2018-06-12 20:00 | 6 | 20 | 3 | 0 | 0 | 0 | 93.8373 | 93.8373 | 0 | 16.2515 | 9.7834 | 12.9006 | 12.9006 | 1524.993 | 0 | 0 | 1524.993 | 0 | 0 | 0 | 0 | 0 | 93.8373 | 0 | 0 | 1524.993 | 0 | 0 | 0 | 0 | 0 | 0 | 0
2018-06-12 21:00 | 6 | 21 | 3 | 0 | 0 | 0 | 85.3907 | 85.3907 | 0 | 16.2515 | 9.7834 | 12.9006 | 12.9006 | 1387.7238 | 0 | 0 | 1387.7238 | 0 | 0 | 0 | 0 | 0 | 85.3907 | 0 | 0 | 1387.7238 | 0 | 0 | 0 | 0 | 0 | 0 | 0
2018-06-12 22:00 | 6 | 22 | 3 | 0 | 0 | 0 | 79.7217 | 79.7217 | 0 | 16.2515 | 9.7834 | 12.9006 | 12.9006 | 1295.594 | 0 | 0 | 1295.594 | 0 | 0 | 0 | 0 | 0 | 79.7217 | 0 | 0 | 1295.594 | 0 | 0 | 0 | 0 | 0 | 0 | 0
2018-06-12 23:00 | 6 | 23 | 3 | 0 | 0 | 0 | 78.3179 | 78.3179 | 0 | 16.2515 | 9.7834 | 12.9006 | 12.9006 | 1272.7807 | 0 | 0 | 1272.7807 | 0 | 0 | 0 | 0 | 0 | 78.3179 | 0 | 0 | 1272.7807 | 0 | 0 | 0 | 0 | 0 | 0 | 0
2018-06-13 | 6 | 0 | 4 | 0 | 0 | 0 | 78.4764 | 78.4764 | 0 | 16.2515 | 9.7834 | 12.9006 | 12.9006 | 1275.3565 | 0 | 0 | 1275.3565 | 0 | 0 | 0 | 0 | 0 | 78.4764 | 0 | 0 | 1275.3565 | 0 | 0 | 0 | 0 | 0 | 0 | 0
2018-06-13 01:00 | 6 | 1 | 4 | 0 | 0 | 0 | 79.2173 | 79.2173 | 0 | 16.2515 | 9.7834 | 12.9006 | 12.9006 | 1287.3964 | 0 | 0 | 1287.3964 | 0 | 0 | 0 | 0 | 0 | 79.2173 | 0 | 0 | 1287.3964 | 0 | 0 | 0 | 0 | 0 | 0 | 0
2018-06-13 02:00 | 6 | 2 | 4 | 0 | 0 | 0 | 81.2917 | 81.2917 | 0 | 16.2515 | 9.7834 | 12.9006 | 12.9006 | 1321.1091 | 0 | 0 | 1321.1091 | 0 | 0 | 0 | 0 | 0 | 81.2917 | 0 | 0 | 1321.1091 | 0 | 0 | 0 | 0 | 0 | 0 | 0
2018-06-13 03:00 | 6 | 3 | 4 | 0 | 0 | 0 | 89.3695 | 89.3695 | 0 | 16.2515 | 9.7834 | 12.9006 | 12.9006 | 1452.3849 | 0 | 0 | 1452.3849 | 0 | 0 | 0 | 0 | 0 | 89.3695 | 0 | 0 | 1452.3849 | 0 | 0 | 0 | 0 | 0 | 0 | 0
2018-06-13 04:00 | 6 | 4 | 4 | 0 | 0 | 0 | 104.703 | 104.703 | 0 | 16.2515 | 9.7834 | 12.9006 | 12.9006 | 1701.5759 | 0 | 0 | 1701.5759 | 0 | 0 | 0 | 0 | 0 | 104.703 | 0 | 0 | 1701.5759 | 0 | 0 | 0 | 0 | 0 | 0 | 0
2018-06-13 05:00 | 6 | 5 | 4 | 0 | 0 | 0.0083678 | 127.152 | 127.152 | 0.41839 | 16.2515 | 9.7834 | 12.9006 | 12.9006 | 2066.4057 | 0.41839 | 0 | 2059.6063 | 6.7994 | 0 | 5.3975 | 0 | 0 | 126.7336 | 0 | 0 | 2059.6063 | 6.7994 | 0 | 5.3975 | 0 | 0 | 0.0083678 | 0.0082963
2018-06-13 06:00 | 6 | 6 | 4 | 0 | 0 | 0.062116 | 151.2866 | 151.2866 | 3.1058 | 16.2515 | 9.7834 | 12.9006 | 12.9006 | 2458.6273 | 3.1058 | 0 | 2408.1535 | 50.4739 | 0 | 40.0667 | 0 | 0 | 148.1808 | 0 | 0 | 2408.1535 | 50.4739 | 0 | 40.0667 | 0 | 0 | 0.062116 | 0.068652
2018-06-13 07:00 | 6 | 7 | 4 | 0 | 0 | 0.17672 | 180.1919 | 180.1919 | 8.8361 | 16.2515 | 9.7834 | 12.9006 | 12.9006 | 2928.3812 | 8.8361 | 0 | 2784.7817 | 143.5995 | 0 | 113.9909 | 0 | 0 | 171.3558 | 0 | 0 | 2784.7817 | 143.5995 | 0 | 113.9909 | 0 | 0 | 0.17672 | 0.21665
2018-06-13 08:00 | 6 | 8 | 4 | 0 | 0 | 0.36328 | 206.1776 | 206.1776 | 18.1639 | 16.2515 | 9.7834 | 12.9006 | 12.9006 | 3350.6863 | 18.1639 | 0 | 3055.4973 | 295.189 | 0 | 234.3243 | 0 | 0 | 188.0137 | 0 | 0 | 3055.4973 | 295.189 | 0 | 234.3243 | 0 | 0 | 0.36328 | 0.35122
2018-06-13 09:00 | 6 | 9 | 4 | 0 | 0 | 0.48117 | 231.4817 | 231.4817 | 24.0587 | 16.2515 | 9.7834 | 12.9006 | 12.9006 | 3761.9154 | 24.0587 | 0 | 3370.9273 | 390.9881 | 0 | 310.3707 | 0 | 0 | 207.4231 | 0 | 0 | 3370.9273 | 390.9881 | 0 | 310.3707 | 0 | 0 | 0.48117 | 0.49423
2018-06-13 10:00 | 6 | 10 | 4 | 0 | 0 | 0.57131 | 251.221 | 251.221 | 28.5656 | 16.2515 | 9.7834 | 12.9006 | 12.9006 | 4082.7074 | 28.5656 | 0 | 3618.4748 | 464.2326 | 0 | 368.513 | 0 | 0 | 222.6554 | 0 | 0 | 3618.4748 | 464.2326 | 0 | 368.513 | 0 | 0 | 0.57131 | 0.59697
2018-06-13 11:00 | 6 | 11 | 4 | 0 | 1 | 0.62849 | 259.7181 | 259.7181 | 31.4245 | 16.2515 | 9.7834 | 12.9006 | 12.9006 | 4220.7972 | 31.4245 | 0 | 3710.1033 | 510.6939 | 0 | 405.3945 | 0 | 0 | 228.2936 | 0 | 0 | 3710.1033 | 510.6939 | 0 | 405.3945 | 0 | 0 | 0.62849 | 0.66336
2018-06-13 12:00 | 6 | 12 | 4 | 0 | 1 | 0.64881 | 259.1544 | 259.1544 | 32.4406 | 16.2515 | 9.7834 | 12.9006 | 12.9006 | 4211.6372 | 32.4406 | 0 | 3684.4302 | 527.207 | 0 | 418.5028 | 0 | 0 | 226.7138 | 0 | 0 | 3684.4302 | 527.207 | 0 | 418.5028 | 0 | 0 | 0.64881 | 0.69387
2018-06-13 13:00 | 6 | 13 | 4 | 0 | 1 | 0.63439 | 250.5183 | 250.5183 | 31.7196 | 16.2515 | 9.7834 | 12.9006 | 12.9006 | 4071.2869 | 31.7196 | 0 | 3555.798 | 515.4889 | 0 | 409.2008 | 0 | 0 | 218.7987 | 0 | 0 | 3555.798 | 515.4889 | 0 | 409.2008 | 0 | 0 | 0.63439 | 0.70707
2018-06-13 14:00 | 6 | 14 | 4 | 0 | 1 | 0.58293 | 233.1562 | 233.1562 | 29.1464 | 16.2515 | 9.7834 | 12.9006 | 12.9006 | 3789.1286 | 29.1464 | 0 | 3315.4571 | 473.6715 | 0 | 376.0057 | 0 | 0 | 204.0098 | 0 | 0 | 3315.4571 | 473.6715 | 0 | 376.0057 | 0 | 0 | 0.58293 | 0.6379
2018-06-13 15:00 | 6 | 15 | 4 | 0 | 1 | 0.35241 | 210.0716 | 210.0716 | 17.6204 | 16.2515 | 9.7834 | 12.9006 | 12.9006 | 3413.9703 | 17.6204 | 0 | 3127.6131 | 286.3572 | 0 | 227.3135 | 0 | 0 | 192.4512 | 0 | 0 | 3127.6131 | 286.3572 | 0 | 227.3135 | 0 | 0 | 0.35241 | 0.53997
2018-06-13 16:00 | 6 | 16 | 4 | 0 | 1 | 0.38227 | 180.9568 | 180.9568 | 19.1136 | 16.2515 | 9.7834 | 12.9006 | 12.9006 | 2940.8111 | 19.1136 | 0 | 2630.188 | 310.623 | 0 | 246.576 | 0 | 0 | 161.8432 | 0 | 0 | 2630.188 | 310.623 | 0 | 246.576 | 0 | 0 | 0.38227 | 0.34672
2018-06-13 17:00 | 6 | 17 | 4 | 0 | 1 | 0.23771 | 157.6591 | 157.6591 | 11.8854 | 16.2515 | 9.7834 | 12.9006 | 12.9006 | 2562.1899 | 11.8854 | 0 | 2369.0348 | 193.1551 | 0 | 153.3286 | 0 | 0 | 145.7737 | 0 | 0 | 2369.0348 | 193.1551 | 0 | 153.3286 | 0 | 0 | 0.23771 | 0.15828
2018-06-13 18:00 | 6 | 18 | 4 | 0 | 1 | 0.088328 | 134.3621 | 134.3621 | 4.4164 | 16.2515 | 9.7834 | 12.9006 | 12.9006 | 2183.5798 | 4.4164 | 0 | 2111.8066 | 71.7732 | 0 | 56.9744 | 0 | 0 | 129.9457 | 0 | 0 | 2111.8066 | 71.7732 | 0 | 56.9744 | 0 | 0 | 0.088328 | 0.054967
2018-06-13 19:00 | 6 | 19 | 4 | 0 | 0 | 0.012567 | 115.9237 | 115.9237 | 0.62837 | 16.2515 | 9.7834 | 12.9006 | 12.9006 | 1883.9292 | 0.62837 | 0 | 1873.7172 | 10.2119 | 0 | 8.1063 | 0 | 0 | 115.2953 | 0 | 0 | 1873.7172 | 10.2119 | 0 | 8.1063 | 0 | 0 | 0.012567 | 0.01356
2018-06-13 20:00 | 6 | 20 | 4 | 0 | 0 | 0 | 98.1142 | 98.1142 | 0 | 16.2515 | 9.7834 | 12.9006 | 12.9006 | 1594.4989 | 0 | 0 | 1594.4989 | 0 | 0 | 0 | 0 | 0 | 98.1142 | 0 | 0 | 1594.4989 | 0 | 0 | 0 | 0 | 0 | 0 | 0
2018-06-13 21:00 | 6 | 21 | 4 | 0 | 0 | 0 | 88.6832 | 88.6832 | 0 | 16.2515 | 9.7834 | 12.9006 | 12.9006 | 1441.2319 | 0 | 0 | 1441.2319 | 0 | 0 | 0 | 0 | 0 | 88.6832 | 0 | 0 | 1441.2319 | 0 | 0 | 0 | 0 | 0 | 0 | 0
2018-06-13 22:00 | 6 | 22 | 4 | 0 | 0 | 0 | 82.3347 | 82.3347 | 0 | 16.2515 | 9.7834 | 12.9006 | 12.9006 | 1338.0582 | 0 | 0 | 1338.0582 | 0 | 0 | 0 | 0 | 0 | 82.3347 | 0 | 0 | 1338.0582 | 0 | 0 | 0 | 0 | 0 | 0 | 0
2018-06-13 23:00 | 6 | 23 | 4 | 0 | 0 | 0 | 80.6199 | 80.6199 | 0 | 16.2515 | 9.7834 | 12.9006 | 12.9006 | 1310.1915 | 0 | 0 | 1310.1915 | 0 | 0 | 0 | 0 | 0 | 80.6199 | 0 | 0 | 1310.1915 | 0 | 0 | 0 | 0 | 0 | 0 | 0
2018-06-14 | 6 | 0 | 5 | 0 | 0 | 0 | 80.8977 | 80.8977 | 0 | 16.2515 | 9.7834 | 12.9006 | 12.9006 | 1314.7047 | 0 | 0 | 1314.7047 | 0 | 0 | 0 | 0 | 0 | 80.8977 | 0 | 0 | 1314.7047 | 0 | 0 | 0 | 0 | 0 | 0 | 0
2018-06-14 01:00 | 6 | 1 | 5 | 0 | 0 | 0 | 80.9592 | 80.9592 | 0 | 16.2515 | 9.7834 | 12.9006 | 12.9006 | 1315.7057 | 0 | 0 | 1315.7057 | 0 | 0 | 0 | 0 | 0 | 80.9592 | 0 | 0 | 1315.7057 | 0 | 0 | 0 | 0 | 0 | 0 | 0
2018-06-14 02:00 | 6 | 2 | 5 | 0 | 0 | 0 | 82.5214 | 82.5214 | 0 | 16.2515 | 9.7834 | 12.9006 | 12.9006 | 1341.0933 | 0 | 0 | 1341.0933 | 0 | 0 | 0 | 0 | 0 | 82.5214 | 0 | 0 | 1341.0933 | 0 | 0 | 0 | 0 | 0 | 0 | 0
2018-06-14 03:00 | 6 | 3 | 5 | 0 | 0 | 0 | 90.9403 | 90.9403 | 0 | 16.2515 | 9.7834 | 12.9006 | 12.9006 | 1477.9131 | 0 | 0 | 1477.9131 | 0 | 0 | 0 | 0 | 0 | 90.9403 | 0 | 0 | 1477.9131 | 0 | 0 | 0 | 0 | 0 | 0 | 0
2018-06-14 04:00 | 6 | 4 | 5 | 0 | 0 | 0 | 105.6471 | 105.6471 | 0 | 16.2515 | 9.7834 | 12.9006 | 12.9006 | 1716.9187 | 0 | 0 | 1716.9187 | 0 | 0 | 0 | 0 | 0 | 105.6471 | 0 | 0 | 1716.9187 | 0 | 0 | 0 | 0 | 0 | 0 | 0
2018-06-14 05:00 | 6 | 5 | 5 | 0 | 0 | 0.0090764 | 129.759 | 129.759 | 0.45382 | 16.2515 | 9.7834 | 12.9006 | 12.9006 | 2108.7723 | 0.45382 | 0 | 2101.397 | 7.3753 | 0 | 5.8546 | 0 | 0 | 129.3052 | 0 | 0 | 2101.397 | 7.3753 | 0 | 5.8546 | 0 | 0 | 0.0090764 | 0.008703
2018-06-14 06:00 | 6 | 6 | 5 | 0 | 0 | 0.071857 | 157.5819 | 157.5819 | 3.5928 | 16.2515 | 9.7834 | 12.9006 | 12.9006 | 2560.9352 | 3.5928 | 0 | 2502.5465 | 58.3887 | 0 | 46.3496 | 0 | 0 | 153.9891 | 0 | 0 | 2502.5465 | 58.3887 | 0 | 46.3496 | 0 | 0 | 0.071857 | 0.075339
2018-06-14 07:00 | 6 | 7 | 5 | 0 | 0 | 0.21504 | 192.2067 | 192.2067 | 10.7517 | 16.2515 | 9.7834 | 12.9006 | 12.9006 | 3123.6387 | 10.7517 | 0 | 2948.9071 | 174.7316 | 0 | 138.7039 | 0 | 0 | 181.4549 | 0 | 0 | 2948.9071 | 174.7316 | 0 | 138.7039 | 0 | 0 | 0.21504 | 0.20789
2018-06-14 08:00 | 6 | 8 | 5 | 0 | 0 | 0.36498 | 225.4542 | 225.4542 | 18.2489 | 16.2515 | 9.7834 | 12.9006 | 12.9006 | 3663.9585 | 18.2489 | 0 | 3367.3873 | 296.5712 | 0 | 235.4215 | 0 | 0 | 207.2053 | 0 | 0 | 3367.3873 | 296.5712 | 0 | 235.4215 | 0 | 0 | 0.36498 | 0.31253
2018-06-14 09:00 | 6 | 9 | 5 | 0 | 0 | 0.4844 | 254.3087 | 254.3087 | 24.2199 | 16.2515 | 9.7834 | 12.9006 | 12.9006 | 4132.8864 | 24.2199 | 0 | 3739.2778 | 393.6087 | 0 | 312.451 | 0 | 0 | 230.0888 | 0 | 0 | 3739.2778 | 393.6087 | 0 | 312.451 | 0 | 0 | 0.4844 | 0.53855
2018-06-14 10:00 | 6 | 10 | 5 | 0 | 0 | 0.57247 | 278.1836 | 278.1836 | 28.6233 | 16.2515 | 9.7834 | 12.9006 | 12.9006 | 4520.8887 | 28.6233 | 0 | 4055.7184 | 465.1703 | 0 | 369.2574 | 0 | 0 | 249.5603 | 0 | 0 | 4055.7184 | 465.1703 | 0 | 369.2574 | 0 | 0 | 0.57247 | 0.56526
2018-06-14 11:00 | 6 | 11 | 5 | 0 | 1 | 0.63012 | 289.9676 | 289.9676 | 31.5059 | 16.2515 | 9.7834 | 12.9006 | 12.9006 | 4712.3953 | 31.5059 | 0 | 4200.3777 | 512.0176 | 0 | 406.4453 | 0 | 0 | 258.4616 | 0 | 0 | 4200.3777 | 512.0176 | 0 | 406.4453 | 0 | 0 | 0.63012 | 0.55753
2018-06-14 12:00 | 6 | 12 | 5 | 0 | 1 | 0.6525 | 286.7679 | 286.7679 | 32.6248 | 16.2515 | 9.7834 | 12.9006 | 12.9006 | 4660.3965 | 32.6248 | 0 | 4130.196 | 530.2005 | 0 | 420.8791 | 0 | 0 | 254.1431 | 0 | 0 | 4130.196 | 530.2005 | 0 | 420.8791 | 0 | 0 | 0.6525 | 0.69603
2018-06-14 13:00 | 6 | 13 | 5 | 0 | 1 | 0.37473 | 281.7488 | 281.7488 | 18.7367 | 16.2515 | 9.7834 | 12.9006 | 12.9006 | 4578.8276 | 18.7367 | 0 | 4274.329 | 304.4987 | 0 | 241.7144 | 0 | 0 | 263.0121 | 0 | 0 | 4274.329 | 304.4987 | 0 | 241.7144 | 0 | 0 | 0.37473 | 0.6085
2018-06-14 14:00 | 6 | 14 | 5 | 0 | 1 | 0.35089 | 267.5536 | 267.5536 | 17.5446 | 16.2515 | 9.7834 | 12.9006 | 12.9006 | 4348.1361 | 17.5446 | 0 | 4063.0116 | 285.1245 | 0 | 226.335 | 0 | 0 | 250.0091 | 0 | 0 | 4063.0116 | 285.1245 | 0 | 226.335 | 0 | 0 | 0.35089 | 0.49036
2018-06-14 15:00 | 6 | 15 | 5 | 0 | 1 | 0.38071 | 249.5135 | 249.5135 | 19.0356 | 16.2515 | 9.7834 | 12.9006 | 12.9006 | 4054.9573 | 19.0356 | 0 | 3745.6011 | 309.3562 | 0 | 245.5704 | 0 | 0 | 230.4779 | 0 | 0 | 3745.6011 | 309.3562 | 0 | 245.5704 | 0 | 0 | 0.38071 | 0.55227
2018-06-14 16:00 | 6 | 16 | 5 | 0 | 1 | 0.27753 | 225.1296 | 225.1296 | 13.8767 | 16.2515 | 9.7834 | 12.9006 | 12.9006 | 3658.6833 | 13.8767 | 0 | 3433.1659 | 225.5174 | 0 | 179.0182 | 0 | 0 | 211.2528 | 0 | 0 | 3433.1659 | 225.5174 | 0 | 179.0182 | 0 | 0 | 0.27753 | 0.45689
2018-06-14 17:00 | 6 | 17 | 5 | 0 | 1 | 0.23098 | 197.261 | 197.261 | 11.5488 | 16.2515 | 9.7834 | 12.9006 | 12.9006 | 3205.7788 | 11.5488 | 0 | 3018.094 | 187.6848 | 0 | 148.9863 | 0 | 0 | 185.7122 | 0 | 0 | 3018.094 | 187.6848 | 0 | 148.9863 | 0 | 0 | 0.23098 | 0.25969
2018-06-14 18:00 | 6 | 18 | 5 | 0 | 1 | 0.091703 | 164.5985 | 164.5985 | 4.5852 | 16.2515 | 9.7834 | 12.9006 | 12.9006 | 2674.9661 | 4.5852 | 0 | 2600.4508 | 74.5154 | 0 | 59.1511 | 0 | 0 | 160.0134 | 0 | 0 | 2600.4508 | 74.5154 | 0 | 59.1511 | 0 | 0 | 0.091703 | 0.10047
2018-06-14 19:00 | 6 | 19 | 5 | 0 | 0 | 0.017163 | 138.2652 | 138.2652 | 0.85813 | 16.2515 | 9.7834 | 12.9006 | 12.9006 | 2247.0105 | 0.85813 | 0 | 2233.0645 | 13.9459 | 0 | 11.0704 | 0 | 0 | 137.407 | 0 | 0 | 2233.0645 | 13.9459 | 0 | 11.0704 | 0 | 0 | 0.017163 | 0.016051
2018-06-14 20:00 | 6 | 20 | 5 | 0 | 0 | 0 | 105.4155 | 105.4155 | 0 | 16.2515 | 9.7834 | 12.9006 | 12.9006 | 1713.1547 | 0 | 0 | 1713.1547 | 0 | 0 | 0 | 0 | 0 | 105.4155 | 0 | 0 | 1713.1547 | 0 | 0 | 0 | 0 | 0 | 0 | 0
2018-06-14 21:00 | 6 | 21 | 5 | 0 | 0 | 0 | 91.6596 | 91.6596 | 0 | 16.2515 | 9.7834 | 12.9006 | 12.9006 | 1489.6014 | 0 | 0 | 1489.6014 | 0 | 0 | 0 | 0 | 0 | 91.6596 | 0 | 0 | 1489.6014 | 0 | 0 | 0 | 0 | 0 | 0 | 0
2018-06-14 22:00 | 6 | 22 | 5 | 0 | 0 | 0 | 85.0435 | 85.0435 | 0 | 16.2515 | 9.7834 | 12.9006 | 12.9006 | 1382.0805 | 0 | 0 | 1382.0805 | 0 | 0 | 0 | 0 | 0 | 85.0435 | 0 | 0 | 1382.0805 | 0 | 0 | 0 | 0 | 0 | 0 | 0
2018-06-14 23:00 | 6 | 23 | 5 | 0 | 0 | 0 | 82.7331 | 82.7331 | 0 | 16.2515 | 9.7834 | 12.9006 | 12.9006 | 1344.5341 | 0 | 0 | 1344.5341 | 0 | 0 | 0 | 0 | 0 | 82.7331 | 0 | 0 | 1344.5341 | 0 | 0 | 0 | 0 | 0 | 0 | 0
2018-06-15 | 6 | 0 | 6 | 0 | 0 | 0 | 82.5903 | 82.5903 | 0 | 16.2515 | 9.7834 | 12.9006 | 12.9006 | 1342.2121 | 0 | 0 | 1342.2121 | 0 | 0 | 0 | 0 | 0 | 82.5903 | 0 | 0 | 1342.2121 | 0 | 0 | 0 | 0 | 0 | 0 | 0
2018-06-15 01:00 | 6 | 1 | 6 | 0 | 0 | 0 | 82.5764 | 82.5764 | 0 | 16.2515 | 9.7834 | 12.9006 | 12.9006 | 1341.9874 | 0 | 0 | 1341.9874 | 0 | 0 | 0 | 0 | 0 | 82.5764 | 0 | 0 | 1341.9874 | 0 | 0 | 0 | 0 | 0 | 0 | 0
2018-06-15 02:00 | 6 | 2 | 6 | 0 | 0 | 0 | 84.3096 | 84.3096 | 0 | 16.2515 | 9.7834 | 12.9006 | 12.9006 | 1370.1539 | 0 | 0 | 1370.1539 | 0 | 0 | 0 | 0 | 0 | 84.3096 | 0 | 0 | 1370.1539 | 0 | 0 | 0 | 0 | 0 | 0 | 0
2018-06-15 03:00 | 6 | 3 | 6 | 0 | 0 | 0 | 92.8128 | 92.8128 | 0 | 16.2515 | 9.7834 | 12.9006 | 12.9006 | 1508.3431 | 0 | 0 | 1508.3431 | 0 | 0 | 0 | 0 | 0 | 92.8128 | 0 | 0 | 1508.3431 | 0 | 0 | 0 | 0 | 0 | 0 | 0
2018-06-15 04:00 | 6 | 4 | 6 | 0 | 0 | 0 | 107.8584 | 107.8584 | 0 | 16.2515 | 9.7834 | 12.9006 | 12.9006 | 1752.8557 | 0 | 0 | 1752.8557 | 0 | 0 | 0 | 0 | 0 | 107.8584 | 0 | 0 | 1752.8557 | 0 | 0 | 0 | 0 | 0 | 0 | 0
2018-06-15 05:00 | 6 | 5 | 6 | 0 | 0 | 0.008497 | 144.5585 | 144.5585 | 0.42485 | 16.2515 | 9.7834 | 12.9006 | 12.9006 | 2349.2857 | 0.42485 | 0 | 2342.3813 | 6.9044 | 0 | 5.4808 | 0 | 0 | 144.1336 | 0 | 0 | 2342.3813 | 6.9044 | 0 | 5.4808 | 0 | 0 | 0.008497 | 0.0093667
2018-06-15 06:00 | 6 | 6 | 6 | 0 | 0 | 0.07075 | 173.9327 | 173.9327 | 3.5375 | 16.2515 | 9.7834 | 12.9006 | 12.9006 | 2826.6598 | 3.5375 | 0 | 2769.1707 | 57.4891 | 0 | 45.6355 | 0 | 0 | 170.3952 | 0 | 0 | 2769.1707 | 57.4891 | 0 | 45.6355 | 0 | 0 | 0.07075 | 0.074507
2018-06-15 07:00 | 6 | 7 | 6 | 0 | 0 | 0.20885 | 208.9111 | 208.9111 | 10.4423 | 16.2515 | 9.7834 | 12.9006 | 12.9006 | 3395.1102 | 10.4423 | 0 | 3225.4076 | 169.7026 | 0 | 134.7118 | 0 | 0 | 198.4688 | 0 | 0 | 3225.4076 | 169.7026 | 0 | 134.7118 | 0 | 0 | 0.20885 | 0.19811
2018-06-15 08:00 | 6 | 8 | 6 | 0 | 0 | 0.36032 | 248.9496 | 248.9496 | 18.0161 | 16.2515 | 9.7834 | 12.9006 | 12.9006 | 4045.7941 | 18.0161 | 0 | 3753.0062 | 292.7879 | 0 | 232.4183 | 0 | 0 | 230.9335 | 0 | 0 | 3753.0062 | 292.7879 | 0 | 232.4183 | 0 | 0 | 0.36032 | 0.32917
2018-06-15 09:00 | 6 | 9 | 6 | 0 | 0 | 0.48594 | 286.754 | 286.754 | 24.2972 | 16.2515 | 9.7834 | 12.9006 | 12.9006 | 4660.1703 | 24.2972 | 0 | 4265.3062 | 394.8641 | 0 | 313.4475 | 0 | 0 | 262.4569 | 0 | 0 | 4265.3062 | 394.8641 | 0 | 313.4475 | 0 | 0 | 0.48594 | 0.46987
2018-06-15 10:00 | 6 | 10 | 6 | 0 | 0 | 0.58138 | 312.5272 | 312.5272 | 29.0689 | 16.2515 | 9.7834 | 12.9006 | 12.9006 | 5079.0226 | 29.0689 | 0 | 4606.6099 | 472.4128 | 0 | 375.0065 | 0 | 0 | 283.4583 | 0 | 0 | 4606.6099 | 472.4128 | 0 | 375.0065 | 0 | 0 | 0.58138 | 0.58694
2018-06-15 11:00 | 6 | 11 | 6 | 0 | 1 | 0.64449 | 326.9358 | 326.9358 | 32.2245 | 16.2515 | 9.7834 | 12.9006 | 12.9006 | 5313.1823 | 32.2245 | 0 | 4789.4873 | 523.6951 | 0 | 415.715 | 0 | 0 | 294.7113 | 0 | 0 | 4789.4873 | 523.6951 | 0 | 415.715 | 0 | 0 | 0.64449 | 0.48497
2018-06-15 12:00 | 6 | 12 | 6 | 0 | 1 | 0.66727 | 324.6098 | 324.6098 | 33.3633 | 16.2515 | 9.7834 | 12.9006 | 12.9006 | 5275.3814 | 33.3633 | 0 | 4733.1792 | 542.2022 | 0 | 430.4062 | 0 | 0 | 291.2465 | 0 | 0 | 4733.1792 | 542.2022 | 0 | 430.4062 | 0 | 0 | 0.66727 | 0.66041
2018-06-15 13:00 | 6 | 13 | 6 | 0 | 1 | 0.55365 | 311.3267 | 311.3267 | 27.6826 | 16.2515 | 9.7834 | 12.9006 | 12.9006 | 5059.512 | 27.6826 | 0 | 4609.6286 | 449.8834 | 0 | 357.1225 | 0 | 0 | 283.644 | 0 | 0 | 4609.6286 | 449.8834 | 0 | 357.1225 | 0 | 0 | 0.55365 | 0.54754
2018-06-15 14:00 | 6 | 14 | 6 | 0 | 1 | 0.59542 | 289.6253 | 289.6253 | 29.7711 | 16.2515 | 9.7834 | 12.9006 | 12.9006 | 4706.8338 | 29.7711 | 0 | 4223.01 | 483.8237 | 0 | 384.0647 | 0 | 0 | 259.8542 | 0 | 0 | 4223.01 | 483.8237 | 0 | 384.0647 | 0 | 0 | 0.59542 | 0.44115
2018-06-15 15:00 | 6 | 15 | 6 | 0 | 1 | 0.40759 | 266.6969 | 266.6969 | 20.3797 | 16.2515 | 9.7834 | 12.9006 | 12.9006 | 4334.2136 | 20.3797 | 0 | 4003.013 | 331.2006 | 0 | 262.9108 | 0 | 0 | 246.3172 | 0 | 0 | 4003.013 | 331.2006 | 0 | 262.9108 | 0 | 0 | 0.40759 | 0.30504
2018-06-15 16:00 | 6 | 16 | 6 | 0 | 1 | 0.28874 | 234.5074 | 234.5074 | 14.4369 | 16.2515 | 9.7834 | 12.9006 | 12.9006 | 3811.0861 | 14.4369 | 0 | 3576.4655 | 234.6207 | 0 | 186.2445 | 0 | 0 | 220.0705 | 0 | 0 | 3576.4655 | 234.6207 | 0 | 186.2445 | 0 | 0 | 0.28874 | 0.21127
2018-06-15 17:00 | 6 | 17 | 6 | 0 | 1 | 0.062651 | 201.6766 | 201.6766 | 3.1325 | 16.2515 | 9.7834 | 12.9006 | 12.9006 | 3277.5391 | 3.1325 | 0 | 3226.6308 | 50.9083 | 0 | 40.4115 | 0 | 0 | 198.5441 | 0 | 0 | 3226.6308 | 50.9083 | 0 | 40.4115 | 0 | 0 | 0.062651 | 0.13214
2018-06-15 18:00 | 6 | 18 | 6 | 0 | 1 | 0.050994 | 167.2756 | 167.2756 | 2.5497 | 16.2515 | 9.7834 | 12.9006 | 12.9006 | 2718.4725 | 2.5497 | 0 | 2677.0365 | 41.436 | 0 | 32.8924 | 0 | 0 | 164.7259 | 0 | 0 | 2677.0365 | 41.436 | 0 | 32.8924 | 0 | 0 | 0.050994 | 0.075491
2018-06-15 19:00 | 6 | 19 | 6 | 0 | 0 | 0.016296 | 140.8734 | 140.8734 | 0.81482 | 16.2515 | 9.7834 | 12.9006 | 12.9006 | 2289.3984 | 0.81482 | 0 | 2276.1564 | 13.242 | 0 | 10.5117 | 0 | 0 | 140.0586 | 0 | 0 | 2276.1564 | 13.242 | 0 | 10.5117 | 0 | 0 | 0.016296 | 0.017839
2018-06-15 20:00 | 6 | 20 | 6 | 0 | 0 | 0 | 104.1085 | 104.1085 | 0 | 16.2515 | 9.7834 | 12.9006 | 12.9006 | 1691.9148 | 0 | 0 | 1691.9148 | 0 | 0 | 0 | 0 | 0 | 104.1085 | 0 | 0 | 1691.9148 | 0 | 0 | 0 | 0 | 0 | 0 | 0
2018-06-15 21:00 | 6 | 21 | 6 | 0 | 0 | 0 | 90.9902 | 90.9902 | 0 | 16.2515 | 9.7834 | 12.9006 | 12.9006 | 1478.7238 | 0 | 0 | 1478.7238 | 0 | 0 | 0 | 0 | 0 | 90.9902 | 0 | 0 | 1478.7238 | 0 | 0 | 0 | 0 | 0 | 0 | 0
2018-06-15 22:00 | 6 | 22 | 6 | 0 | 0 | 0 | 83.6098 | 83.6098 | 0 | 16.2515 | 9.7834 | 12.9006 | 12.9006 | 1358.7818 | 0 | 0 | 1358.7818 | 0 | 0 | 0 | 0 | 0 | 83.6098 | 0 | 0 | 1358.7818 | 0 | 0 | 0 | 0 | 0 | 0 | 0
2018-06-15 23:00 | 6 | 23 | 6 | 0 | 0 | 0 | 81.2057 | 81.2057 | 0 | 16.2515 | 9.7834 | 12.9006 | 12.9006 | 1319.7111 | 0 | 0 | 1319.7111 | 0 | 0 | 0 | 0 | 0 | 81.2057 | 0 | 0 | 1319.7111 | 0 | 0 | 0 | 0 | 0 | 0 | 0
2018-06-16 | 6 | 0 | 7 | 0 | 0 | 0 | 72.3692 | 72.3692 | 0 | 16.2515 | 9.7834 | 12.9006 | 12.9006 | 1176.105 | 0 | 0 | 1176.105 | 0 | 0 | 0 | 0 | 0 | 72.3692 | 0 | 0 | 1176.105 | 0 | 0 | 0 | 0 | 0 | 0 | 0
2018-06-16 01:00 | 6 | 1 | 7 | 0 | 0 | 0 | 67.7594 | 67.7594 | 0 | 16.2515 | 9.7834 | 12.9006 | 12.9006 | 1101.1895 | 0 | 0 | 1101.1895 | 0 | 0 | 0 | 0 | 0 | 67.7594 | 0 | 0 | 1101.1895 | 0 | 0 | 0 | 0 | 0 | 0 | 0
2018-06-16 02:00 | 6 | 2 | 7 | 0 | 0 | 0 | 65.6081 | 65.6081 | 0 | 16.2515 | 9.7834 | 12.9006 | 12.9006 | 1066.227 | 0 | 0 | 1066.227 | 0 | 0 | 0 | 0 | 0 | 65.6081 | 0 | 0 | 1066.227 | 0 | 0 | 0 | 0 | 0 | 0 | 0
2018-06-16 03:00 | 6 | 3 | 7 | 0 | 0 | 0 | 64.4376 | 64.4376 | 0 | 16.2515 | 9.7834 | 12.9006 | 12.9006 | 1047.2046 | 0 | 0 | 1047.2046 | 0 | 0 | 0 | 0 | 0 | 64.4376 | 0 | 0 | 1047.2046 | 0 | 0 | 0 | 0 | 0 | 0 | 0
2018-06-16 04:00 | 6 | 4 | 7 | 0 | 0 | 0 | 63.6055 | 63.6055 | 0 | 16.2515 | 9.7834 | 12.9006 | 12.9006 | 1033.6817 | 0 | 0 | 1033.6817 | 0 | 0 | 0 | 0 | 0 | 63.6055 | 0 | 0 | 1033.6817 | 0 | 0 | 0 | 0 | 0 | 0 | 0
2018-06-16 05:00 | 6 | 5 | 7 | 0 | 0 | 0.0080885 | 66.246 | 66.246 | 0.40443 | 16.2515 | 9.7834 | 12.9006 | 12.9006 | 1076.5939 | 0.40443 | 0 | 1070.0213 | 6.5725 | 0 | 5.2174 | 0 | 0 | 65.8416 | 0 | 0 | 1070.0213 | 6.5725 | 0 | 5.2174 | 0 | 0 | 0.0080885 | 0.0051943
2018-06-16 06:00 | 6 | 6 | 7 | 0 | 0 | 0.067265 | 65.2214 | 65.2214 | 3.3633 | 16.2515 | 9.7834 | 12.9006 | 12.9006 | 1059.9427 | 3.3633 | 0 | 1005.2847 | 54.658 | 0 | 43.3882 | 0 | 0 | 61.8581 | 0 | 0 | 1005.2847 | 54.658 | 0 | 43.3882 | 0 | 0 | 0.067265 | 0.020464
2018-06-16 07:00 | 6 | 7 | 7 | 0 | 0 | 0.23238 | 70.7693 | 70.7693 | 11.6192 | 16.2515 | 9.7834 | 12.9006 | 12.9006 | 1150.1037 | 11.6192 | 0 | 961.2748 | 188.8289 | 0 | 149.8945 | 0 | 0 | 59.1501 | 0 | 0 | 961.2748 | 188.8289 | 0 | 149.8945 | 0 | 0 | 0.23238 | 0.053669
2018-06-16 08:00 | 6 | 8 | 7 | 0 | 0 | 0.39824 | 76.7929 | 76.7929 | 19.9121 | 16.2515 | 9.7834 | 12.9006 | 12.9006 | 1247.9972 | 19.9121 | 0 | 924.3974 | 323.5998 | 0 | 256.8772 | 0 | 0 | 56.8809 | 0 | 0 | 924.3974 | 323.5998 | 0 | 256.8772 | 0 | 0 | 0.39824 | 0.16859
2018-06-16 09:00 | 6 | 9 | 7 | 0 | 0 | 0.52198 | 86.1915 | 86.1915 | 26.099 | 16.2515 | 9.7834 | 12.9006 | 12.9006 | 1400.7366 | 26.099 | 0 | 976.5899 | 424.1468 | 0 | 336.6924 | 0 | 0 | 60.0925 | 0 | 0 | 976.5899 | 424.1468 | 0 | 336.6924 | 0 | 0 | 0.52198 | 0.36592
2018-06-16 10:00 | 6 | 10 | 7 | 0 | 0 | 0.61119 | 97.928 | 97.928 | 30.5594 | 16.2515 | 9.7834 | 12.9006 | 12.9006 | 1591.472 | 30.5594 | 0 | 1094.838 | 496.6339 | 0 | 394.2336 | 0 | 0 | 67.3686 | 0 | 0 | 1094.838 | 496.6339 | 0 | 394.2336 | 0 | 0 | 0.61119 | 0.48251
2018-06-16 11:00 | 6 | 11 | 7 | 0 | 1 | 0.66486 | 100.8837 | 100.8837 | 33.2428 | 16.2515 | 9.7834 | 12.9006 | 12.9006 | 1639.5069 | 33.2428 | 0 | 1099.263 | 540.2439 | 0 | 428.8517 | 0 | 0 | 67.6409 | 0 | 0 | 1099.263 | 540.2439 | 0 | 428.8517 | 0 | 0 | 0.66486 | 0.60018
2018-06-16 12:00 | 6 | 12 | 7 | 0 | 1 | 0.68131 | 103.6501 | 103.6501 | 34.0655 | 16.2515 | 9.7834 | 12.9006 | 12.9006 | 1684.4645 | 34.0655 | 0 | 1130.8514 | 553.6132 | 0 | 439.4643 | 0 | 0 | 69.5846 | 0 | 0 | 1130.8514 | 553.6132 | 0 | 439.4643 | 0 | 0 | 0.68131 | 0.38216
2018-06-16 13:00 | 6 | 13 | 7 | 0 | 1 | 0.66074 | 108.0703 | 108.0703 | 33.0372 | 16.2515 | 9.7834 | 12.9006 | 12.9006 | 1756.2993 | 33.0372 | 0 | 1219.3967 | 536.9026 | 0 | 426.1993 | 0 | 0 | 75.0331 | 0 | 0 | 1219.3967 | 536.9026 | 0 | 426.1993 | 0 | 0 | 0.66074 | 0.23025
2018-06-16 14:00 | 6 | 14 | 7 | 0 | 1 | 0.60629 | 106.2439 | 106.2439 | 30.3144 | 16.2515 | 9.7834 | 12.9006 | 12.9006 | 1726.6186 | 30.3144 | 0 | 1233.9646 | 492.654 | 0 | 391.0742 | 0 | 0 | 75.9295 | 0 | 0 | 1233.9646 | 492.654 | 0 | 391.0742 | 0 | 0 | 0.60629 | 0.18231
2018-06-16 15:00 | 6 | 15 | 7 | 0 | 1 | 0.51919 | 105.2431 | 105.2431 | 25.9596 | 16.2515 | 9.7834 | 12.9006 | 12.9006 | 1710.3544 | 25.9596 | 0 | 1288.4723 | 421.8821 | 0 | 334.8947 | 0 | 0 | 79.2835 | 0 | 0 | 1288.4723 | 421.8821 | 0 | 334.8947 | 0 | 0 | 0.51919 | 0.32873
2018-06-16 16:00 | 6 | 16 | 7 | 0 | 1 | 0.39776 | 109.1884 | 109.1884 | 19.888 | 16.2515 | 9.7834 | 12.9006 | 12.9006 | 1774.4713 | 19.888 | 0 | 1451.2624 | 323.209 | 0 | 256.5669 | 0 | 0 | 89.3004 | 0 | 0 | 1451.2624 | 323.209 | 0 | 256.5669 | 0 | 0 | 0.39776 | 0.25769
2018-06-16 17:00 | 6 | 17 | 7 | 0 | 1 | 0.24587 | 106.1045 | 106.1045 | 12.2934 | 16.2515 | 9.7834 | 12.9006 | 12.9006 | 1724.3525 | 12.2934 | 0 | 1524.566 | 199.7865 | 0 | 158.5927 | 0 | 0 | 93.811 | 0 | 0 | 1524.566 | 199.7865 | 0 | 158.5927 | 0 | 0 | 0.24587 | 0.21868
2018-06-16 18:00 | 6 | 18 | 7 | 0 | 1 | 0.090834 | 101.0276 | 101.0276 | 4.5417 | 16.2515 | 9.7834 | 12.9006 | 12.9006 | 1641.8451 | 4.5417 | 0 | 1568.0355 | 73.8096 | 0 | 58.5909 | 0 | 0 | 96.4858 | 0 | 0 | 1568.0355 | 73.8096 | 0 | 58.5909 | 0 | 0 | 0.090834 | 0.085878
2018-06-16 19:00 | 6 | 19 | 7 | 0 | 0 | 0.015994 | 96.2118 | 96.2118 | 0.7997 | 16.2515 | 9.7834 | 12.9006 | 12.9006 | 1563.5823 | 0.7997 | 0 | 1550.5859 | 12.9964 | 0 | 10.3167 | 0 | 0 | 95.4121 | 0 | 0 | 1550.5859 | 12.9964 | 0 | 10.3167 | 0 | 0 | 0.015994 | 0.016444
2018-06-16 20:00 | 6 | 20 | 7 | 0 | 0 | 0 | 82.3188 | 82.3188 | 0 | 16.2515 | 9.7834 | 12.9006 | 12.9006 | 1337.8011 | 0 | 0 | 1337.8011 | 0 | 0 | 0 | 0 | 0 | 82.3188 | 0 | 0 | 1337.8011 | 0 | 0 | 0 | 0 | 0 | 0 | 0
2018-06-16 21:00 | 6 | 21 | 7 | 0 | 0 | 0 | 78.8626 | 78.8626 | 0 | 16.2515 | 9.7834 | 12.9006 | 12.9006 | 1281.6326 | 0 | 0 | 1281.6326 | 0 | 0 | 0 | 0 | 0 | 78.8626 | 0 | 0 | 1281.6326 | 0 | 0 | 0 | 0 | 0 | 0 | 0
2018-06-16 22:00 | 6 | 22 | 7 | 0 | 0 | 0 | 75.1737 | 75.1737 | 0 | 16.2515 | 9.7834 | 12.9006 | 12.9006 | 1221.6823 | 0 | 0 | 1221.6823 | 0 | 0 | 0 | 0 | 0 | 75.1737 | 0 | 0 | 1221.6823 | 0 | 0 | 0 | 0 | 0 | 0 | 0
2018-06-16 23:00 | 6 | 23 | 7 | 0 | 0 | 0 | 71.3919 | 71.3919 | 0 | 16.2515 | 9.7834 | 12.9006 | 12.9006 | 1160.2218 | 0 | 0 | 1160.2218 | 0 | 0 | 0 | 0 | 0 | 71.3919 | 0 | 0 | 1160.2218 | 0 | 0 | 0 | 0 | 0 | 0 | 0
2018-06-17 | 6 | 0 | 1 | 0 | 0 | 0 | 65.6818 | 65.6818 | 0 | 16.2515 | 9.7834 | 12.9006 | 12.9006 | 1067.4248 | 0 | 0 | 1067.4248 | 0 | 0 | 0 | 0 | 0 | 65.6818 | 0 | 0 | 1067.4248 | 0 | 0 | 0 | 0 | 0 | 0 | 0
2018-06-17 01:00 | 6 | 1 | 1 | 0 | 0 | 0 | 65.775 | 65.775 | 0 | 16.2515 | 9.7834 | 12.9006 | 12.9006 | 1068.9388 | 0 | 0 | 1068.9388 | 0 | 0 | 0 | 0 | 0 | 65.775 | 0 | 0 | 1068.9388 | 0 | 0 | 0 | 0 | 0 | 0 | 0
2018-06-17 02:00 | 6 | 2 | 1 | 0 | 0 | 0 | 63.0086 | 63.0086 | 0 | 16.2515 | 9.7834 | 12.9006 | 12.9006 | 1023.981 | 0 | 0 | 1023.981 | 0 | 0 | 0 | 0 | 0 | 63.0086 | 0 | 0 | 1023.981 | 0 | 0 | 0 | 0 | 0 | 0 | 0
2018-06-17 03:00 | 6 | 3 | 1 | 0 | 0 | 0 | 62.3557 | 62.3557 | 0 | 16.2515 | 9.7834 | 12.9006 | 12.9006 | 1013.3706 | 0 | 0 | 1013.3706 | 0 | 0 | 0 | 0 | 0 | 62.3557 | 0 | 0 | 1013.3706 | 0 | 0 | 0 | 0 | 0 | 0 | 0
2018-06-17 04:00 | 6 | 4 | 1 | 0 | 0 | 0 | 63.6471 | 63.6471 | 0 | 16.2515 | 9.7834 | 12.9006 | 12.9006 | 1034.3578 | 0 | 0 | 1034.3578 | 0 | 0 | 0 | 0 | 0 | 63.6471 | 0 | 0 | 1034.3578 | 0 | 0 | 0 | 0 | 0 | 0 | 0
2018-06-17 05:00 | 6 | 5 | 1 | 0 | 0 | 0.0080569 | 61.4745 | 61.4745 | 0.40285 | 16.2515 | 9.7834 | 12.9006 | 12.9006 | 999.0508 | 0.40285 | 0 | 992.504 | 6.5469 | 0 | 5.197 | 0 | 0 | 61.0717 | 0 | 0 | 992.504 | 6.5469 | 0 | 5.197 | 0 | 0 | 0.0080569 | 0.0072943
2018-06-17 06:00 | 6 | 6 | 1 | 0 | 0 | 0.067058 | 60.577 | 60.577 | 3.3529 | 16.2515 | 9.7834 | 12.9006 | 12.9006 | 984.465 | 3.3529 | 0 | 929.9757 | 54.4893 | 0 | 43.2542 | 0 | 0 | 57.2241 | 0 | 0 | 929.9757 | 54.4893 | 0 | 43.2542 | 0 | 0 | 0.067058 | 0.073381
2018-06-17 07:00 | 6 | 7 | 1 | 0 | 0 | 0.23539 | 65.3573 | 65.3573 | 11.7695 | 16.2515 | 9.7834 | 12.9006 | 12.9006 | 1062.1508 | 11.7695 | 0 | 870.8785 | 191.2723 | 0 | 151.8341 | 0 | 0 | 53.5877 | 0 | 0 | 870.8785 | 191.2723 | 0 | 151.8341 | 0 | 0 | 0.23539 | 0.19084
2018-06-17 08:00 | 6 | 8 | 1 | 0 | 0 | 0.40709 | 65.5999 | 65.5999 | 20.3544 | 16.2515 | 9.7834 | 12.9006 | 12.9006 | 1066.0934 | 20.3544 | 0 | 735.304 | 330.7895 | 0 | 262.5844 | 0 | 0 | 45.2454 | 0 | 0 | 735.304 | 330.7895 | 0 | 262.5844 | 0 | 0 | 0.40709 | 0.31396
2018-06-17 09:00 | 6 | 9 | 1 | 0 | 0 | 0.53805 | 73.2943 | 73.2943 | 26.9025 | 16.2515 | 9.7834 | 12.9006 | 12.9006 | 1191.1386 | 26.9025 | 0 | 753.933 | 437.2056 | 0 | 347.0587 | 0 | 0 | 46.3917 | 0 | 0 | 753.933 | 437.2056 | 0 | 347.0587 | 0 | 0 | 0.53805 | 0.47435
2018-06-17 10:00 | 6 | 10 | 1 | 0 | 0 | 0.63489 | 80.9945 | 80.9945 | 31.7447 | 16.2515 | 9.7834 | 12.9006 | 12.9006 | 1316.2789 | 31.7447 | 0 | 800.3805 | 515.8984 | 0 | 409.5259 | 0 | 0 | 49.2498 | 0 | 0 | 800.3805 | 515.8984 | 0 | 409.5259 | 0 | 0 | 0.63489 | 0.60879
2018-06-17 11:00 | 6 | 11 | 1 | 0 | 1 | 0.69444 | 80.8291 | 80.8291 | 34.7221 | 16.2515 | 9.7834 | 12.9006 | 12.9006 | 1313.5898 | 34.7221 | 0 | 749.3051 | 564.2847 | 0 | 447.9355 | 0 | 0 | 46.107 | 0 | 0 | 749.3051 | 564.2847 | 0 | 447.9355 | 0 | 0 | 0.69444 | 0.58446
2018-06-17 12:00 | 6 | 12 | 1 | 0 | 1 | 0.71309 | 87.049 | 87.049 | 35.6543 | 16.2515 | 9.7834 | 12.9006 | 12.9006 | 1414.6726 | 35.6543 | 0 | 835.2383 | 579.4343 | 0 | 459.9614 | 0 | 0 | 51.3947 | 0 | 0 | 835.2383 | 579.4343 | 0 | 459.9614 | 0 | 0 | 0.71309 | 0.68529
2018-06-17 13:00 | 6 | 13 | 1 | 0 | 1 | 0.69392 | 91.6207 | 91.6207 | 34.696 | 16.2515 | 9.7834 | 12.9006 | 12.9006 | 1488.9696 | 34.696 | 0 | 925.1091 | 563.8605 | 0 | 447.5988 | 0 | 0 | 56.9247 | 0 | 0 | 925.1091 | 563.8605 | 0 | 447.5988 | 0 | 0 | 0.69392 | 0.58162
2018-06-17 14:00 | 6 | 14 | 1 | 0 | 1 | 0.63591 | 90.7967 | 90.7967 | 31.7956 | 16.2515 | 9.7834 | 12.9006 | 12.9006 | 1475.579 | 31.7956 | 0 | 958.8542 | 516.7248 | 0 | 410.1819 | 0 | 0 | 59.0011 | 0 | 0 | 958.8542 | 516.7248 | 0 | 410.1819 | 0 | 0 | 0.63591 | 0.56468
2018-06-17 15:00 | 6 | 15 | 1 | 0 | 1 | 0.541 | 96.8652 | 96.8652 | 27.0498 | 16.2515 | 9.7834 | 12.9006 | 12.9006 | 1574.2007 | 27.0498 | 0 | 1134.6012 | 439.5995 | 0 | 348.959 | 0 | 0 | 69.8154 | 0 | 0 | 1134.6012 | 439.5995 | 0 | 348.959 | 0 | 0 | 0.541 | 0.39388
2018-06-17 16:00 | 6 | 16 | 1 | 0 | 1 | 0.41684 | 96.2135 | 96.2135 | 20.8422 | 16.2515 | 9.7834 | 12.9006 | 12.9006 | 1563.6089 | 20.8422 | 0 | 1224.8936 | 338.7153 | 0 | 268.876 | 0 | 0 | 75.3713 | 0 | 0 | 1224.8936 | 338.7153 | 0 | 268.876 | 0 | 0 | 0.41684 | 0.15351
2018-06-17 17:00 | 6 | 17 | 1 | 0 | 1 | 0.25711 | 87.5281 | 87.5281 | 12.8556 | 16.2515 | 9.7834 | 12.9006 | 12.9006 | 1422.4586 | 12.8556 | 0 | 1213.5355 | 208.923 | 0 | 165.8454 | 0 | 0 | 74.6724 | 0 | 0 | 1213.5355 | 208.923 | 0 | 165.8454 | 0 | 0 | 0.25711 | 0.1803
2018-06-17 18:00 | 6 | 18 | 1 | 0 | 1 | 0.084843 | 85.1748 | 85.1748 | 4.2421 | 16.2515 | 9.7834 | 12.9006 | 12.9006 | 1384.2141 | 4.2421 | 0 | 1315.2733 | 68.9408 | 0 | 54.726 | 0 | 0 | 80.9326 | 0 | 0 | 1315.2733 | 68.9408 | 0 | 54.726 | 0 | 0 | 0.084843 | 0.090262
2018-06-17 19:00 | 6 | 19 | 1 | 0 | 0 | 0.013878 | 77.6616 | 77.6616 | 0.69389 | 16.2515 | 9.7834 | 12.9006 | 12.9006 | 1262.1133 | 0.69389 | 0 | 1250.8366 | 11.2767 | 0 | 8.9516 | 0 | 0 | 76.9677 | 0 | 0 | 1250.8366 | 11.2767 | 0 | 8.9516 | 0 | 0 | 0.013878 | 0.019271
2018-06-17 20:00 | 6 | 20 | 1 | 0 | 0 | 0 | 64.8877 | 64.8877 | 0 | 16.2515 | 9.7834 | 12.9006 | 12.9006 | 1054.5203 | 0 | 0 | 1054.5203 | 0 | 0 | 0 | 0 | 0 | 64.8877 | 0 | 0 | 1054.5203 | 0 | 0 | 0 | 0 | 0 | 0 | 0
2018-06-17 21:00 | 6 | 21 | 1 | 0 | 0 | 0 | 66.659 | 66.659 | 0 | 16.2515 | 9.7834 | 12.9006 | 12.9006 | 1083.3058 | 0 | 0 | 1083.3058 | 0 | 0 | 0 | 0 | 0 | 66.659 | 0 | 0 | 1083.3058 | 0 | 0 | 0 | 0 | 0 | 0 | 0
2018-06-17 22:00 | 6 | 22 | 1 | 0 | 0 | 0 | 66.0892 | 66.0892 | 0 | 16.2515 | 9.7834 | 12.9006 | 12.9006 | 1074.0462 | 0 | 0 | 1074.0462 | 0 | 0 | 0 | 0 | 0 | 66.0892 | 0 | 0 | 1074.0462 | 0 | 0 | 0 | 0 | 0 | 0 | 0
2018-06-17 23:00 | 6 | 23 | 1 | 0 | 0 | 0 | 64.8888 | 64.8888 | 0 | 16.2515 | 9.7834 | 12.9006 | 12.9006 | 1054.5375 | 0 | 0 | 1054.5375 | 0 | 0 | 0 | 0 | 0 | 64.8888 | 0 | 0 | 1054.5375 | 0 | 0 | 0 | 0 | 0 | 0 | 0
2018-06-18 | 6 | 0 | 2 | 0 | 0 | 0 | 65.8797 | 65.8797 | 0 | 16.2515 | 9.7834 | 12.9006 | 12.9006 | 1070.6412 | 0 | 0 | 1070.6412 | 0 | 0 | 0 | 0 | 0 | 65.8797 | 0 | 0 | 1070.6412 | 0 | 0 | 0 | 0 | 0 | 0 | 0
2018-06-18 01:00 | 6 | 1 | 2 | 0 | 0 | 0 | 66.401 | 66.401 | 0 | 16.2515 | 9.7834 | 12.9006 | 12.9006 | 1079.1125 | 0 | 0 | 1079.1125 | 0 | 0 | 0 | 0 | 0 | 66.401 | 0 | 0 | 1079.1125 | 0 | 0 | 0 | 0 | 0 | 0 | 0
2018-06-18 02:00 | 6 | 2 | 2 | 0 | 0 | 0 | 67.7817 | 67.7817 | 0 | 16.2515 | 9.7834 | 12.9006 | 12.9006 | 1101.5512 | 0 | 0 | 1101.5512 | 0 | 0 | 0 | 0 | 0 | 67.7817 | 0 | 0 | 1101.5512 | 0 | 0 | 0 | 0 | 0 | 0 | 0
2018-06-18 03:00 | 6 | 3 | 2 | 0 | 0 | 0 | 72.9103 | 72.9103 | 0 | 16.2515 | 9.7834 | 12.9006 | 12.9006 | 1184.8994 | 0 | 0 | 1184.8994 | 0 | 0 | 0 | 0 | 0 | 72.9103 | 0 | 0 | 1184.8994 | 0 | 0 | 0 | 0 | 0 | 0 | 0
2018-06-18 04:00 | 6 | 4 | 2 | 0 | 0 | 0 | 82.8772 | 82.8772 | 0 | 16.2515 | 9.7834 | 12.9006 | 12.9006 | 1346.8746 | 0 | 0 | 1346.8746 | 0 | 0 | 0 | 0 | 0 | 82.8772 | 0 | 0 | 1346.8746 | 0 | 0 | 0 | 0 | 0 | 0 | 0
2018-06-18 05:00 | 6 | 5 | 2 | 0 | 0 | 0.0077465 | 96.9003 | 96.9003 | 0.38733 | 16.2515 | 9.7834 | 12.9006 | 12.9006 | 1574.7715 | 0.38733 | 0 | 1568.4769 | 6.2946 | 0 | 4.9967 | 0 | 0 | 96.513 | 0 | 0 | 1568.4769 | 6.2946 | 0 | 4.9967 | 0 | 0 | 0.0077465 | 0.007072
2018-06-18 06:00 | 6 | 6 | 2 | 0 | 0 | 0.030289 | 111.9748 | 111.9748 | 1.5144 | 16.2515 | 9.7834 | 12.9006 | 12.9006 | 1819.7536 | 1.5144 | 0 | 1795.1418 | 24.6119 | 0 | 19.5372 | 0 | 0 | 110.4604 | 0 | 0 | 1795.1418 | 24.6119 | 0 | 19.5372 | 0 | 0 | 0.030289 | 0.051772
2018-06-18 07:00 | 6 | 7 | 2 | 0 | 0 | 0.057062 | 131.7919 | 131.7919 | 2.8531 | 16.2515 | 9.7834 | 12.9006 | 12.9006 | 2141.8098 | 2.8531 | 0 | 2095.4426 | 46.3672 | 0 | 36.8068 | 0 | 0 | 128.9388 | 0 | 0 | 2095.4426 | 46.3672 | 0 | 36.8068 | 0 | 0 | 0.057062 | 0.11368
2018-06-18 08:00 | 6 | 8 | 2 | 0 | 0 | 0.03943 | 156.5435 | 156.5435 | 1.9715 | 16.2515 | 9.7834 | 12.9006 | 12.9006 | 2544.0603 | 1.9715 | 0 | 2512.0206 | 32.0397 | 0 | 25.4335 | 0 | 0 | 154.572 | 0 | 0 | 2512.0206 | 32.0397 | 0 | 25.4335 | 0 | 0 | 0.03943 | 0.23794
2018-06-18 09:00 | 6 | 9 | 2 | 0 | 0 | 0.31431 | 181.2931 | 181.2931 | 15.7155 | 16.2515 | 9.7834 | 12.9006 | 12.9006 | 2946.2764 | 15.7155 | 0 | 2690.8766 | 255.3998 | 0 | 202.7392 | 0 | 0 | 165.5776 | 0 | 0 | 2690.8766 | 255.3998 | 0 | 202.7392 | 0 | 0 | 0.31431 | 0.34286
2018-06-18 10:00 | 6 | 10 | 2 | 0 | 0 | 0.39563 | 199.7453 | 199.7453 | 19.7815 | 16.2515 | 9.7834 | 12.9006 | 12.9006 | 3246.1523 | 19.7815 | 0 | 2924.6733 | 321.479 | 0 | 255.1936 | 0 | 0 | 179.9638 | 0 | 0 | 2924.6733 | 321.479 | 0 | 255.1936 | 0 | 0 | 0.39563 | 0.46076
2018-06-18 11:00 | 6 | 11 | 2 | 0 | 1 | 0.53321 | 213.3387 | 213.3387 | 26.6604 | 16.2515 | 9.7834 | 12.9006 | 12.9006 | 3467.0644 | 26.6604 | 0 | 3033.7949 | 433.2695 | 0 | 343.9342 | 0 | 0 | 186.6783 | 0 | 0 | 3033.7949 | 433.2695 | 0 | 343.9342 | 0 | 0 | 0.53321 | 0.65948
2018-06-18 12:00 | 6 | 12 | 2 | 0 | 1 | 0.57299 | 222.6321 | 222.6321 | 28.6496 | 16.2515 | 9.7834 | 12.9006 | 12.9006 | 3618.0956 | 28.6496 | 0 | 3152.4979 | 465.5977 | 0 | 369.5967 | 0 | 0 | 193.9825 | 0 | 0 | 3152.4979 | 465.5977 | 0 | 369.5967 | 0 | 0 | 0.57299 | 0.6731
2018-06-18 13:00 | 6 | 13 | 2 | 0 | 1 | 0.56356 | 219.8045 | 219.8045 | 28.1782 | 16.2515 | 9.7834 | 12.9006 | 12.9006 | 3572.1425 | 28.1782 | 0 | 3114.2057 | 457.9368 | 0 | 363.5153 | 0 | 0 | 191.6263 | 0 | 0 | 3114.2057 | 457.9368 | 0 | 363.5153 | 0 | 0 | 0.56356 | 0.68657
2018-06-18 14:00 | 6 | 14 | 2 | 0 | 1 | 0.48433 | 205.8336 | 205.8336 | 24.2165 | 16.2515 | 9.7834 | 12.9006 | 12.9006 | 3345.0958 | 24.2165 | 0 | 2951.5424 | 393.5534 | 0 | 312.4071 | 0 | 0 | 181.6171 | 0 | 0 | 2951.5424 | 393.5534 | 0 | 312.4071 | 0 | 0 | 0.48433 | 0.54931
2018-06-18 15:00 | 6 | 15 | 2 | 0 | 1 | 0.40514 | 191.7987 | 191.7987 | 20.2571 | 16.2515 | 9.7834 | 12.9006 | 12.9006 | 3117.009 | 20.2571 | 0 | 2787.8016 | 329.2074 | 0 | 261.3285 | 0 | 0 | 171.5416 | 0 | 0 | 2787.8016 | 329.2074 | 0 | 261.3285 | 0 | 0 | 0.40514 | 0.54331
2018-06-18 16:00 | 6 | 16 | 2 | 0 | 1 | 0.32353 | 168.4937 | 168.4937 | 16.1763 | 16.2515 | 9.7834 | 12.9006 | 12.9006 | 2738.2677 | 16.1763 | 0 | 2475.3784 | 262.8892 | 0 | 208.6844 | 0 | 0 | 152.3173 | 0 | 0 | 2475.3784 | 262.8892 | 0 | 208.6844 | 0 | 0 | 0.32353 | 0.38568
2018-06-18 17:00 | 6 | 17 | 2 | 0 | 1 | 0.093293 | 147.1248 | 147.1248 | 4.6647 | 16.2515 | 9.7834 | 12.9006 | 12.9006 | 2390.9923 | 4.6647 | 0 | 2315.1847 | 75.8077 | 0 | 60.177 | 0 | 0 | 142.4601 | 0 | 0 | 2315.1847 | 75.8077 | 0 | 60.177 | 0 | 0 | 0.093293 | 0.22126
2018-06-18 18:00 | 6 | 18 | 2 | 0 | 1 | 0.084374 | 125.0277 | 125.0277 | 4.2187 | 16.2515 | 9.7834 | 12.9006 | 12.9006 | 2031.8827 | 4.2187 | 0 | 1963.3227 | 68.56 | 0 | 54.4237 | 0 | 0 | 120.809 | 0 | 0 | 1963.3227 | 68.56 | 0 | 54.4237 | 0 | 0 | 0.084374 | 0.086812
2018-06-18 19:00 | 6 | 19 | 2 | 0 | 0 | 0.0098293 | 105.6373 | 105.6373 | 0.49146 | 16.2515 | 9.7834 | 12.9006 | 12.9006 | 1716.76 | 0.49146 | 0 | 1708.773 | 7.987 | 0 | 6.3402 | 0 | 0 | 105.1458 | 0 | 0 | 1708.773 | 7.987 | 0 | 6.3402 | 0 | 0 | 0.0098293 | 0.019557
2018-06-18 20:00 | 6 | 20 | 2 | 0 | 0 | 0 | 84.8127 | 84.8127 | 0 | 16.2515 | 9.7834 | 12.9006 | 12.9006 | 1378.3306 | 0 | 0 | 1378.3306 | 0 | 0 | 0 | 0 | 0 | 84.8127 | 0 | 0 | 1378.3306 | 0 | 0 | 0 | 0 | 0 | 0 | 0
2018-06-18 21:00 | 6 | 21 | 2 | 0 | 0 | 0 | 75.7692 | 75.7692 | 0 | 16.2515 | 9.7834 | 12.9006 | 12.9006 | 1231.3592 | 0 | 0 | 1231.3592 | 0 | 0 | 0 | 0 | 0 | 75.7692 | 0 | 0 | 1231.3592 | 0 | 0 | 0 | 0 | 0 | 0 | 0
2018-06-18 22:00 | 6 | 22 | 2 | 0 | 0 | 0 | 70.08 | 70.08 | 0 | 16.2515 | 9.7834 | 12.9006 | 12.9006 | 1138.9014 | 0 | 0 | 1138.9014 | 0 | 0 | 0 | 0 | 0 | 70.08 | 0 | 0 | 1138.9014 | 0 | 0 | 0 | 0 | 0 | 0 | 0
2018-06-18 23:00 | 6 | 23 | 2 | 0 | 0 | 0 | 68.8422 | 68.8422 | 0 | 16.2515 | 9.7834 | 12.9006 | 12.9006 | 1118.7868 | 0 | 0 | 1118.7868 | 0 | 0 | 0 | 0 | 0 | 68.8422 | 0 | 0 | 1118.7868 | 0 | 0 | 0 | 0 | 0 | 0 | 0
2018-06-19 | 6 | 0 | 3 | 0 | 0 | 0 | 67.7443 | 67.7443 | 0 | 16.2515 | 9.7834 | 12.9006 | 12.9006 | 1100.9439 | 0 | 0 | 1100.9439 | 0 | 0 | 0 | 0 | 0 | 67.7443 | 0 | 0 | 1100.9439 | 0 | 0 | 0 | 0 | 0 | 0 | 0
2018-06-19 01:00 | 6 | 1 | 3 | 0 | 0 | 0 | 66.6762 | 66.6762 | 0 | 16.2515 | 9.7834 | 12.9006 | 12.9006 | 1083.5861 | 0 | 0 | 1083.5861 | 0 | 0 | 0 | 0 | 0 | 66.6762 | 0 | 0 | 1083.5861 | 0 | 0 | 0 | 0 | 0 | 0 | 0
2018-06-19 02:00 | 6 | 2 | 3 | 0 | 0 | 0 | 68.0698 | 68.0698 | 0 | 16.2515 | 9.7834 | 12.9006 | 12.9006 | 1106.2335 | 0 | 0 | 1106.2335 | 0 | 0 | 0 | 0 | 0 | 68.0698 | 0 | 0 | 1106.2335 | 0 | 0 | 0 | 0 | 0 | 0 | 0
2018-06-19 03:00 | 6 | 3 | 3 | 0 | 0 | 0 | 73.7466 | 73.7466 | 0 | 16.2515 | 9.7834 | 12.9006 | 12.9006 | 1198.4904 | 0 | 0 | 1198.4904 | 0 | 0 | 0 | 0 | 0 | 73.7466 | 0 | 0 | 1198.4904 | 0 | 0 | 0 | 0 | 0 | 0 | 0
2018-06-19 04:00 | 6 | 4 | 3 | 0 | 0 | 0 | 83.2665 | 83.2665 | 0 | 16.2515 | 9.7834 | 12.9006 | 12.9006 | 1353.202 | 0 | 0 | 1353.202 | 0 | 0 | 0 | 0 | 0 | 83.2665 | 0 | 0 | 1353.202 | 0 | 0 | 0 | 0 | 0 | 0 | 0
2018-06-19 05:00 | 6 | 5 | 3 | 0 | 0 | 0.0076153 | 97.0688 | 97.0688 | 0.38076 | 16.2515 | 9.7834 | 12.9006 | 12.9006 | 1577.5088 | 0.38076 | 0 | 1571.3209 | 6.188 | 0 | 4.9121 | 0 | 0 | 96.688 | 0 | 0 | 1571.3209 | 6.188 | 0 | 4.9121 | 0 | 0 | 0.0076153 | 0.008359
2018-06-19 06:00 | 6 | 6 | 3 | 0 | 0 | 0.059634 | 110.6926 | 110.6926 | 2.9817 | 16.2515 | 9.7834 | 12.9006 | 12.9006 | 1798.9156 | 2.9817 | 0 | 1750.4586 | 48.457 | 0 | 38.4657 | 0 | 0 | 107.7109 | 0 | 0 | 1750.4586 | 48.457 | 0 | 38.4657 | 0 | 0 | 0.059634 | 0.066016
2018-06-19 07:00 | 6 | 7 | 3 | 0 | 0 | 0.16506 | 130.7926 | 130.7926 | 8.2531 | 16.2515 | 9.7834 | 12.9006 | 12.9006 | 2125.5697 | 8.2531 | 0 | 1991.444 | 134.1257 | 0 | 106.4705 | 0 | 0 | 122.5394 | 0 | 0 | 1991.444 | 134.1257 | 0 | 106.4705 | 0 | 0 | 0.16506 | 0.24883
2018-06-19 08:00 | 6 | 8 | 3 | 0 | 0 | 0.34542 | 156.9377 | 156.9377 | 17.2709 | 16.2515 | 9.7834 | 12.9006 | 12.9006 | 2550.4654 | 17.2709 | 0 | 2269.7873 | 280.6781 | 0 | 222.8054 | 0 | 0 | 139.6667 | 0 | 0 | 2269.7873 | 280.6781 | 0 | 222.8054 | 0 | 0 | 0.34542 | 0.3795
2018-06-19 09:00 | 6 | 9 | 3 | 0 | 0 | 0.40171 | 186.0312 | 186.0312 | 20.0855 | 16.2515 | 9.7834 | 12.9006 | 12.9006 | 3023.2785 | 20.0855 | 0 | 2696.8599 | 326.4186 | 0 | 259.1148 | 0 | 0 | 165.9457 | 0 | 0 | 2696.8599 | 326.4186 | 0 | 259.1148 | 0 | 0 | 0.40171 | 0.51138
2018-06-19 10:00 | 6 | 10 | 3 | 0 | 0 | 0.53824 | 208.2566 | 208.2566 | 26.9123 | 16.2515 | 9.7834 | 12.9006 | 12.9006 | 3384.4732 | 26.9123 | 0 | 2947.1099 | 437.3633 | 0 | 347.1838 | 0 | 0 | 181.3444 | 0 | 0 | 2947.1099 | 437.3633 | 0 | 347.1838 | 0 | 0 | 0.53824 | 0.60285
2018-06-19 11:00 | 6 | 11 | 3 | 0 | 1 | 0.66101 | 220.6092 | 220.6092 | 33.0503 | 16.2515 | 9.7834 | 12.9006 | 12.9006 | 3585.2214 | 33.0503 | 0 | 3048.1059 | 537.1155 | 0 | 426.3683 | 0 | 0 | 187.5589 | 0 | 0 | 3048.1059 | 537.1155 | 0 | 426.3683 | 0 | 0 | 0.66101 | 0.57681
2018-06-19 12:00 | 6 | 12 | 3 | 0 | 1 | 0.67945 | 224.6758 | 224.6758 | 33.9723 | 16.2515 | 9.7834 | 12.9006 | 12.9006 | 3651.3088 | 33.9723 | 0 | 3099.2086 | 552.1002 | 0 | 438.2633 | 0 | 0 | 190.7034 | 0 | 0 | 3099.2086 | 552.1002 | 0 | 438.2633 | 0 | 0 | 0.67945 | 0.6476
2018-06-19 13:00 | 6 | 13 | 3 | 0 | 1 | 0.65812 | 221.922 | 221.922 | 32.9062 | 16.2515 | 9.7834 | 12.9006 | 12.9006 | 3606.5557 | 32.9062 | 0 | 3071.7828 | 534.7729 | 0 | 424.5087 | 0 | 0 | 189.0158 | 0 | 0 | 3071.7828 | 534.7729 | 0 | 424.5087 | 0 | 0 | 0.65812 | 0.62159
2018-06-19 14:00 | 6 | 14 | 3 | 0 | 1 | 0.55055 | 210.0955 | 210.0955 | 27.5276 | 16.2515 | 9.7834 | 12.9006 | 12.9006 | 3414.3584 | 27.5276 | 0 | 2966.9957 | 447.3628 | 0 | 355.1216 | 0 | 0 | 182.568 | 0 | 0 | 2966.9957 | 447.3628 | 0 | 355.1216 | 0 | 0 | 0.55055 | 0.53508
2018-06-19 15:00 | 6 | 15 | 3 | 0 | 1 | 0.5114 | 192.0831 | 192.0831 | 25.57 | 16.2515 | 9.7834 | 12.9006 | 12.9006 | 3121.6302 | 25.57 | 0 | 2706.0812 | 415.5489 | 0 | 329.8674 | 0 | 0 | 166.5132 | 0 | 0 | 2706.0812 | 415.5489 | 0 | 329.8674 | 0 | 0 | 0.5114 | 0.50493
2018-06-19 16:00 | 6 | 16 | 3 | 0 | 1 | 0.3939 | 168.6589 | 168.6589 | 19.6952 | 16.2515 | 9.7834 | 12.9006 | 12.9006 | 2740.952 | 19.6952 | 0 | 2420.8772 | 320.0749 | 0 | 254.079 | 0 | 0 | 148.9637 | 0 | 0 | 2420.8772 | 320.0749 | 0 | 254.079 | 0 | 0 | 0.3939 | 0.29685
2018-06-19 17:00 | 6 | 17 | 3 | 0 | 1 | 0.24516 | 144.5386 | 144.5386 | 12.2581 | 16.2515 | 9.7834 | 12.9006 | 12.9006 | 2348.9628 | 12.2581 | 0 | 2149.75 | 199.2128 | 0 | 158.1373 | 0 | 0 | 132.2805 | 0 | 0 | 2149.75 | 199.2128 | 0 | 158.1373 | 0 | 0 | 0.24516 | 0.21549
2018-06-19 18:00 | 6 | 18 | 3 | 0 | 1 | 0.091926 | 118.1896 | 118.1896 | 4.5963 | 16.2515 | 9.7834 | 12.9006 | 12.9006 | 1920.7524 | 4.5963 | 0 | 1846.0559 | 74.6965 | 0 | 59.2949 | 0 | 0 | 113.5933 | 0 | 0 | 1846.0559 | 74.6965 | 0 | 59.2949 | 0 | 0 | 0.091926 | 0.088854
2018-06-19 19:00 | 6 | 19 | 3 | 0 | 0 | 0.015634 | 95.8289 | 95.8289 | 0.78172 | 16.2515 | 9.7834 | 12.9006 | 12.9006 | 1557.3588 | 0.78172 | 0 | 1544.6547 | 12.7041 | 0 | 10.0846 | 0 | 0 | 95.0472 | 0 | 0 | 1544.6547 | 12.7041 | 0 | 10.0846 | 0 | 0 | 0.015634 | 0.017001
2018-06-19 20:00 | 6 | 20 | 3 | 0 | 0 | 0 | 78.3787 | 78.3787 | 0 | 16.2515 | 9.7834 | 12.9006 | 12.9006 | 1273.7675 | 0 | 0 | 1273.7675 | 0 | 0 | 0 | 0 | 0 | 78.3787 | 0 | 0 | 1273.7675 | 0 | 0 | 0 | 0 | 0 | 0 | 0
2018-06-19 21:00 | 6 | 21 | 3 | 0 | 0 | 0 | 72.229 | 72.229 | 0 | 16.2515 | 9.7834 | 12.9006 | 12.9006 | 1173.8266 | 0 | 0 | 1173.8266 | 0 | 0 | 0 | 0 | 0 | 72.229 | 0 | 0 | 1173.8266 | 0 | 0 | 0 | 0 | 0 | 0 | 0
2018-06-19 22:00 | 6 | 22 | 3 | 0 | 0 | 0 | 66.7235 | 66.7235 | 0 | 16.2515 | 9.7834 | 12.9006 | 12.9006 | 1084.3536 | 0 | 0 | 1084.3536 | 0 | 0 | 0 | 0 | 0 | 66.7235 | 0 | 0 | 1084.3536 | 0 | 0 | 0 | 0 | 0 | 0 | 0
2018-06-19 23:00 | 6 | 23 | 3 | 0 | 0 | 0 | 64.9757 | 64.9757 | 0 | 16.2515 | 9.7834 | 12.9006 | 12.9006 | 1055.9499 | 0 | 0 | 1055.9499 | 0 | 0 | 0 | 0 | 0 | 64.9757 | 0 | 0 | 1055.9499 | 0 | 0 | 0 | 0 | 0 | 0 | 0
2018-06-20 | 6 | 0 | 4 | 0 | 0 | 0 | 64.2712 | 64.2712 | 0 | 16.2515 | 9.7834 | 12.9006 | 12.9006 | 1044.5001 | 0 | 0 | 1044.5001 | 0 | 0 | 0 | 0 | 0 | 64.2712 | 0 | 0 | 1044.5001 | 0 | 0 | 0 | 0 | 0 | 0 | 0
2018-06-20 01:00 | 6 | 1 | 4 | 0 | 0 | 0 | 63.9502 | 63.9502 | 0 | 16.2515 | 9.7834 | 12.9006 | 12.9006 | 1039.2835 | 0 | 0 | 1039.2835 | 0 | 0 | 0 | 0 | 0 | 63.9502 | 0 | 0 | 1039.2835 | 0 | 0 | 0 | 0 | 0 | 0 | 0
2018-06-20 02:00 | 6 | 2 | 4 | 0 | 0 | 0 | 65.631 | 65.631 | 0 | 16.2515 | 9.7834 | 12.9006 | 12.9006 | 1066.5999 | 0 | 0 | 1066.5999 | 0 | 0 | 0 | 0 | 0 | 65.631 | 0 | 0 | 1066.5999 | 0 | 0 | 0 | 0 | 0 | 0 | 0
2018-06-20 03:00 | 6 | 3 | 4 | 0 | 0 | 0 | 71.5477 | 71.5477 | 0 | 16.2515 | 9.7834 | 12.9006 | 12.9006 | 1162.7537 | 0 | 0 | 1162.7537 | 0 | 0 | 0 | 0 | 0 | 71.5477 | 0 | 0 | 1162.7537 | 0 | 0 | 0 | 0 | 0 | 0 | 0
2018-06-20 04:00 | 6 | 4 | 4 | 0 | 0 | 0 | 81.3191 | 81.3191 | 0 | 16.2515 | 9.7834 | 12.9006 | 12.9006 | 1321.5534 | 0 | 0 | 1321.5534 | 0 | 0 | 0 | 0 | 0 | 81.3191 | 0 | 0 | 1321.5534 | 0 | 0 | 0 | 0 | 0 | 0 | 0
2018-06-20 05:00 | 6 | 5 | 4 | 0 | 0 | 0.0056565 | 96.502 | 96.502 | 0.28283 | 16.2515 | 9.7834 | 12.9006 | 12.9006 | 1568.2986 | 0.28283 | 0 | 1563.7022 | 4.5963 | 0 | 3.6486 | 0 | 0 | 96.2192 | 0 | 0 | 1563.7022 | 4.5963 | 0 | 3.6486 | 0 | 0 | 0.0056565 | 0.006626
2018-06-20 06:00 | 6 | 6 | 4 | 0 | 0 | 0.060389 | 111.3519 | 111.3519 | 3.0195 | 16.2515 | 9.7834 | 12.9006 | 12.9006 | 1809.6309 | 3.0195 | 0 | 1760.56 | 49.0709 | 0 | 38.953 | 0 | 0 | 108.3324 | 0 | 0 | 1760.56 | 49.0709 | 0 | 38.953 | 0 | 0 | 0.060389 | 0.06513
2018-06-20 07:00 | 6 | 7 | 4 | 0 | 0 | 0.067931 | 129.5377 | 129.5377 | 3.3965 | 16.2515 | 9.7834 | 12.9006 | 12.9006 | 2105.1764 | 3.3965 | 0 | 2049.9779 | 55.1986 | 0 | 43.8172 | 0 | 0 | 126.1412 | 0 | 0 | 2049.9779 | 55.1986 | 0 | 43.8172 | 0 | 0 | 0.067931 | 0.18126
2018-06-20 08:00 | 6 | 8 | 4 | 0 | 0 | 0.17022 | 152.4405 | 152.4405 | 8.5112 | 16.2515 | 9.7834 | 12.9006 | 12.9006 | 2477.3804 | 8.5112 | 0 | 2339.0618 | 138.3186 | 0 | 109.7988 | 0 | 0 | 143.9294 | 0 | 0 | 2339.0618 | 138.3186 | 0 | 109.7988 | 0 | 0 | 0.17022 | 0.35967
2018-06-20 09:00 | 6 | 9 | 4 | 0 | 0 | 0.43029 | 174.7447 | 174.7447 | 21.5144 | 16.2515 | 9.7834 | 12.9006 | 12.9006 | 2839.8562 | 21.5144 | 0 | 2490.2158 | 349.6403 | 0 | 277.5484 | 0 | 0 | 153.2303 | 0 | 0 | 2490.2158 | 349.6403 | 0 | 277.5484 | 0 | 0 | 0.43029 | 0.45965
2018-06-20 10:00 | 6 | 10 | 4 | 0 | 0 | 0.34727 | 193.0249 | 193.0249 | 17.3636 | 16.2515 | 9.7834 | 12.9006 | 12.9006 | 3136.9363 | 17.3636 | 0 | 2854.7533 | 282.183 | 0 | 224 | 0 | 0 | 175.6614 | 0 | 0 | 2854.7533 | 282.183 | 0 | 224 | 0 | 0 | 0.34727 | 0.44116
2018-06-20 11:00 | 6 | 11 | 4 | 0 | 1 | 0.20873 | 205.2815 | 205.2815 | 10.4365 | 16.2515 | 9.7834 | 12.9006 | 12.9006 | 3336.1233 | 10.4365 | 0 | 3166.515 | 169.6083 | 0 | 134.637 | 0 | 0 | 194.845 | 0 | 0 | 3166.515 | 169.6083 | 0 | 134.637 | 0 | 0 | 0.20873 | 0.45677
2018-06-20 12:00 | 6 | 12 | 4 | 0 | 1 | 0.23416 | 211.1714 | 211.1714 | 11.7081 | 16.2515 | 9.7834 | 12.9006 | 12.9006 | 3431.843 | 11.7081 | 0 | 3241.5693 | 190.2737 | 0 | 151.0414 | 0 | 0 | 199.4633 | 0 | 0 | 3241.5693 | 190.2737 | 0 | 151.0414 | 0 | 0 | 0.23416 | 0.36946
2018-06-20 13:00 | 6 | 13 | 4 | 0 | 1 | 0.22312 | 211.5607 | 211.5607 | 11.1559 | 16.2515 | 9.7834 | 12.9006 | 12.9006 | 3438.1697 | 11.1559 | 0 | 3256.8709 | 181.2988 | 0 | 143.917 | 0 | 0 | 200.4049 | 0 | 0 | 3256.8709 | 181.2988 | 0 | 143.917 | 0 | 0 | 0.22312 | 0.29689
2018-06-20 14:00 | 6 | 14 | 4 | 0 | 1 | 0.30271 | 201.6585 | 201.6585 | 15.1357 | 16.2515 | 9.7834 | 12.9006 | 12.9006 | 3277.2444 | 15.1357 | 0 | 3031.2672 | 245.9772 | 0 | 195.2594 | 0 | 0 | 186.5228 | 0 | 0 | 3031.2672 | 245.9772 | 0 | 195.2594 | 0 | 0 | 0.30271 | 0.26748
2018-06-20 15:00 | 6 | 15 | 4 | 0 | 1 | 0.35413 | 185.6305 | 185.6305 | 17.7067 | 16.2515 | 9.7834 | 12.9006 | 12.9006 | 3016.766 | 17.7067 | 0 | 2729.0064 | 287.7597 | 0 | 228.4268 | 0 | 0 | 167.9238 | 0 | 0 | 2729.0064 | 287.7597 | 0 | 228.4268 | 0 | 0 | 0.35413 | 0.43043
2018-06-20 16:00 | 6 | 16 | 4 | 0 | 1 | 0.33659 | 161.4013 | 161.4013 | 16.8295 | 16.2515 | 9.7834 | 12.9006 | 12.9006 | 2623.0055 | 16.8295 | 0 | 2349.5024 | 273.5031 | 0 | 217.1098 | 0 | 0 | 144.5718 | 0 | 0 | 2349.5024 | 273.5031 | 0 | 217.1098 | 0 | 0 | 0.33659 | 0.39438
2018-06-20 17:00 | 6 | 17 | 4 | 0 | 1 | 0.17557 | 140.2845 | 140.2845 | 8.7783 | 16.2515 | 9.7834 | 12.9006 | 12.9006 | 2279.8281 | 8.7783 | 0 | 2137.168 | 142.6602 | 0 | 113.2452 | 0 | 0 | 131.5062 | 0 | 0 | 2137.168 | 142.6602 | 0 | 113.2452 | 0 | 0 | 0.17557 | 0.24428
2018-06-20 18:00 | 6 | 18 | 4 | 0 | 1 | 0.07731 | 116.8878 | 116.8878 | 3.8655 | 16.2515 | 9.7834 | 12.9006 | 12.9006 | 1899.5974 | 3.8655 | 0 | 1836.7774 | 62.82 | 0 | 49.8672 | 0 | 0 | 113.0223 | 0 | 0 | 1836.7774 | 62.82 | 0 | 49.8672 | 0 | 0 | 0.07731 | 0.080103
2018-06-20 19:00 | 6 | 19 | 4 | 0 | 0 | 0.01494 | 98.6401 | 98.6401 | 0.74699 | 16.2515 | 9.7834 | 12.9006 | 12.9006 | 1603.046 | 0.74699 | 0 | 1590.9063 | 12.1397 | 0 | 9.6366 | 0 | 0 | 97.8932 | 0 | 0 | 1590.9063 | 12.1397 | 0 | 9.6366 | 0 | 0 | 0.01494 | 0.017413
2018-06-20 20:00 | 6 | 20 | 4 | 0 | 0 | 0 | 82.4153 | 82.4153 | 0 | 16.2515 | 9.7834 | 12.9006 | 12.9006 | 1339.3693 | 0 | 0 | 1339.3693 | 0 | 0 | 0 | 0 | 0 | 82.4153 | 0 | 0 | 1339.3693 | 0 | 0 | 0 | 0 | 0 | 0 | 0
2018-06-20 21:00 | 6 | 21 | 4 | 0 | 0 | 0 | 74.5922 | 74.5922 | 0 | 16.2515 | 9.7834 | 12.9006 | 12.9006 | 1212.232 | 0 | 0 | 1212.232 | 0 | 0 | 0 | 0 | 0 | 74.5922 | 0 | 0 | 1212.232 | 0 | 0 | 0 | 0 | 0 | 0 | 0
2018-06-20 22:00 | 6 | 22 | 4 | 0 | 0 | 0 | 68.8169 | 68.8169 | 0 | 16.2515 | 9.7834 | 12.9006 | 12.9006 | 1118.3754 | 0 | 0 | 1118.3754 | 0 | 0 | 0 | 0 | 0 | 68.8169 | 0 | 0 | 1118.3754 | 0 | 0 | 0 | 0 | 0 | 0 | 0
2018-06-20 23:00 | 6 | 23 | 4 | 0 | 0 | 0 | 66.9099 | 66.9099 | 0 | 16.2515 | 9.7834 | 12.9006 | 12.9006 | 1087.3828 | 0 | 0 | 1087.3828 | 0 | 0 | 0 | 0 | 0 | 66.9099 | 0 | 0 | 1087.3828 | 0 | 0 | 0 | 0 | 0 | 0 | 0
2018-06-21 | 6 | 0 | 5 | 0 | 0 | 0 | 66.5341 | 66.5341 | 0 | 16.2515 | 9.7834 | 12.9006 | 12.9006 | 1081.2763 | 0 | 0 | 1081.2763 | 0 | 0 | 0 | 0 | 0 | 66.5341 | 0 | 0 | 1081.2763 | 0 | 0 | 0 | 0 | 0 | 0 | 0
2018-06-21 01:00 | 6 | 1 | 5 | 0 | 0 | 0 | 66.4892 | 66.4892 | 0 | 16.2515 | 9.7834 | 12.9006 | 12.9006 | 1080.5467 | 0 | 0 | 1080.5467 | 0 | 0 | 0 | 0 | 0 | 66.4892 | 0 | 0 | 1080.5467 | 0 | 0 | 0 | 0 | 0 | 0 | 0
2018-06-21 02:00 | 6 | 2 | 5 | 0 | 0 | 0 | 68.5972 | 68.5972 | 0 | 16.2515 | 9.7834 | 12.9006 | 12.9006 | 1114.8052 | 0 | 0 | 1114.8052 | 0 | 0 | 0 | 0 | 0 | 68.5972 | 0 | 0 | 1114.8052 | 0 | 0 | 0 | 0 | 0 | 0 | 0
2018-06-21 03:00 | 6 | 3 | 5 | 0 | 0 | 0 | 74.5207 | 74.5207 | 0 | 16.2515 | 9.7834 | 12.9006 | 12.9006 | 1211.0692 | 0 | 0 | 1211.0692 | 0 | 0 | 0 | 0 | 0 | 74.5207 | 0 | 0 | 1211.0692 | 0 | 0 | 0 | 0 | 0 | 0 | 0
2018-06-21 04:00 | 6 | 4 | 5 | 0 | 0 | 0 | 84.3336 | 84.3336 | 0 | 16.2515 | 9.7834 | 12.9006 | 12.9006 | 1370.5437 | 0 | 0 | 1370.5437 | 0 | 0 | 0 | 0 | 0 | 84.3336 | 0 | 0 | 1370.5437 | 0 | 0 | 0 | 0 | 0 | 0 | 0
2018-06-21 05:00 | 6 | 5 | 5 | 0 | 0 | 0.0079339 | 99.8977 | 99.8977 | 0.39669 | 16.2515 | 9.7834 | 12.9006 | 12.9006 | 1623.4824 | 0.39669 | 0 | 1617.0355 | 6.4468 | 0 | 5.1176 | 0 | 0 | 99.501 | 0 | 0 | 1617.0355 | 6.4468 | 0 | 5.1176 | 0 | 0 | 0.0079339 | 0.004767
2018-06-21 06:00 | 6 | 6 | 5 | 0 | 0 | 0.054105 | 117.4754 | 117.4754 | 2.7053 | 16.2515 | 9.7834 | 12.9006 | 12.9006 | 1909.1459 | 2.7053 | 0 | 1865.1814 | 43.9645 | 0 | 34.8995 | 0 | 0 | 114.7701 | 0 | 0 | 1865.1814 | 43.9645 | 0 | 34.8995 | 0 | 0 | 0.054105 | 0.059211
2018-06-21 07:00 | 6 | 7 | 5 | 0 | 0 | 0.15682 | 141.8987 | 141.8987 | 7.8411 | 16.2515 | 9.7834 | 12.9006 | 12.9006 | 2306.0604 | 7.8411 | 0 | 2178.6303 | 127.4301 | 0 | 101.1554 | 0 | 0 | 134.0575 | 0 | 0 | 2178.6303 | 127.4301 | 0 | 101.1554 | 0 | 0 | 0.15682 | 0.11186
2018-06-21 08:00 | 6 | 8 | 5 | 0 | 0 | 0.31525 | 170.0071 | 170.0071 | 15.7624 | 16.2515 | 9.7834 | 12.9006 | 12.9006 | 2762.8636 | 15.7624 | 0 | 2506.7009 | 256.1628 | 0 | 203.3449 | 0 | 0 | 154.2447 | 0 | 0 | 2506.7009 | 256.1628 | 0 | 203.3449 | 0 | 0 | 0.31525 | 0.23226
2018-06-21 09:00 | 6 | 9 | 5 | 0 | 0 | 0.25637 | 197.9324 | 197.9324 | 12.8184 | 16.2515 | 9.7834 | 12.9006 | 12.9006 | 3216.6905 | 12.8184 | 0 | 3008.3729 | 208.3177 | 0 | 165.3649 | 0 | 0 | 185.114 | 0 | 0 | 3008.3729 | 208.3177 | 0 | 165.3649 | 0 | 0 | 0.25637 | 0.2129
2018-06-21 10:00 | 6 | 10 | 5 | 0 | 0 | 0.31868 | 221.0451 | 221.0451 | 15.9342 | 16.2515 | 9.7834 | 12.9006 | 12.9006 | 3592.3043 | 15.9342 | 0 | 3333.3503 | 258.954 | 0 | 205.5605 | 0 | 0 | 205.1109 | 0 | 0 | 3333.3503 | 258.954 | 0 | 205.5605 | 0 | 0 | 0.31868 | 0.43156
2018-06-21 11:00 | 6 | 11 | 5 | 0 | 1 | 0.19981 | 236.7989 | 236.7989 | 9.9906 | 16.2515 | 9.7834 | 12.9006 | 12.9006 | 3848.3272 | 9.9906 | 0 | 3685.9645 | 162.3626 | 0 | 128.8853 | 0 | 0 | 226.8083 | 0 | 0 | 3685.9645 | 162.3626 | 0 | 128.8853 | 0 | 0 | 0.19981 | 0.46701
2018-06-21 12:00 | 6 | 12 | 5 | 0 | 1 | 0.20187 | 239.3761 | 239.3761 | 10.0936 | 16.2515 | 9.7834 | 12.9006 | 12.9006 | 3890.2103 | 10.0936 | 0 | 3726.1754 | 164.0349 | 0 | 130.2127 | 0 | 0 | 229.2826 | 0 | 0 | 3726.1754 | 164.0349 | 0 | 130.2127 | 0 | 0 | 0.20187 | 0.51466
2018-06-21 13:00 | 6 | 13 | 5 | 0 | 1 | 0.29016 | 235.1862 | 235.1862 | 14.508 | 16.2515 | 9.7834 | 12.9006 | 12.9006 | 3822.1188 | 14.508 | 0 | 3586.3427 | 235.7761 | 0 | 187.1617 | 0 | 0 | 220.6782 | 0 | 0 | 3586.3427 | 235.7761 | 0 | 187.1617 | 0 | 0 | 0.29016 | 0.57847
2018-06-21 14:00 | 6 | 14 | 5 | 0 | 1 | 0.16578 | 219.0057 | 219.0057 | 8.289 | 16.2515 | 9.7834 | 12.9006 | 12.9006 | 3559.1623 | 8.289 | 0 | 3424.454 | 134.7083 | 0 | 106.933 | 0 | 0 | 210.7167 | 0 | 0 | 3424.454 | 134.7083 | 0 | 106.933 | 0 | 0 | 0.16578 | 0.48841
2018-06-21 15:00 | 6 | 15 | 5 | 0 | 1 | 0.10261 | 200.9801 | 200.9801 | 5.1304 | 16.2515 | 9.7834 | 12.9006 | 12.9006 | 3266.219 | 5.1304 | 0 | 3182.8425 | 83.3765 | 0 | 66.1852 | 0 | 0 | 195.8497 | 0 | 0 | 3182.8425 | 83.3765 | 0 | 66.1852 | 0 | 0 | 0.10261 | 0.47026
2018-06-21 16:00 | 6 | 16 | 5 | 0 | 1 | 0.18244 | 176.6782 | 176.6782 | 9.122 | 16.2515 | 9.7834 | 12.9006 | 12.9006 | 2871.2777 | 9.122 | 0 | 2723.0311 | 148.2466 | 0 | 117.6798 | 0 | 0 | 167.5561 | 0 | 0 | 2723.0311 | 148.2466 | 0 | 117.6798 | 0 | 0 | 0.18244 | 0.34401
2018-06-21 17:00 | 6 | 17 | 5 | 0 | 1 | 0.016346 | 153.0485 | 153.0485 | 0.81731 | 16.2515 | 9.7834 | 12.9006 | 12.9006 | 2487.2613 | 0.81731 | 0 | 2473.9788 | 13.2825 | 0 | 10.5438 | 0 | 0 | 152.2312 | 0 | 0 | 2473.9788 | 13.2825 | 0 | 10.5438 | 0 | 0 | 0.016346 | 0.18848
2018-06-21 18:00 | 6 | 18 | 5 | 0 | 1 | 0.029034 | 126.261 | 126.261 | 1.4517 | 16.2515 | 9.7834 | 12.9006 | 12.9006 | 2051.9249 | 1.4517 | 0 | 2028.3325 | 23.5923 | 0 | 18.7278 | 0 | 0 | 124.8093 | 0 | 0 | 2028.3325 | 23.5923 | 0 | 18.7278 | 0 | 0 | 0.029034 | 0.058684
2018-06-21 19:00 | 6 | 19 | 5 | 0 | 0 | 0.018259 | 105.8265 | 105.8265 | 0.91295 | 16.2515 | 9.7834 | 12.9006 | 12.9006 | 1719.8343 | 0.91295 | 0 | 1704.9975 | 14.8368 | 0 | 11.7777 | 0 | 0 | 104.9135 | 0 | 0 | 1704.9975 | 14.8368 | 0 | 11.7777 | 0 | 0 | 0.018259 | 0.012276
2018-06-21 20:00 | 6 | 20 | 5 | 0 | 0 | 0 | 84.3991 | 84.3991 | 0 | 16.2515 | 9.7834 | 12.9006 | 12.9006 | 1371.608 | 0 | 0 | 1371.608 | 0 | 0 | 0 | 0 | 0 | 84.3991 | 0 | 0 | 1371.608 | 0 | 0 | 0 | 0 | 0 | 0 | 0
2018-06-21 21:00 | 6 | 21 | 5 | 0 | 0 | 0 | 75.2002 | 75.2002 | 0 | 16.2515 | 9.7834 | 12.9006 | 12.9006 | 1222.1131 | 0 | 0 | 1222.1131 | 0 | 0 | 0 | 0 | 0 | 75.2002 | 0 | 0 | 1222.1131 | 0 | 0 | 0 | 0 | 0 | 0 | 0
2018-06-21 22:00 | 6 | 22 | 5 | 0 | 0 | 0 | 68.703 | 68.703 | 0 | 16.2515 | 9.7834 | 12.9006 | 12.9006 | 1116.5244 | 0 | 0 | 1116.5244 | 0 | 0 | 0 | 0 | 0 | 68.703 | 0 | 0 | 1116.5244 | 0 | 0 | 0 | 0 | 0 | 0 | 0
2018-06-21 23:00 | 6 | 23 | 5 | 0 | 0 | 0 | 66.5258 | 66.5258 | 0 | 16.2515 | 9.7834 | 12.9006 | 12.9006 | 1081.1418 | 0 | 0 | 1081.1418 | 0 | 0 | 0 | 0 | 0 | 66.5258 | 0 | 0 | 1081.1418 | 0 | 0 | 0 | 0 | 0 | 0 | 0
2018-06-22 | 6 | 0 | 6 | 0 | 0 | 0 | 65.9993 | 65.9993 | 0 | 16.2515 | 9.7834 | 12.9006 | 12.9006 | 1072.5846 | 0 | 0 | 1072.5846 | 0 | 0 | 0 | 0 | 0 | 65.9993 | 0 | 0 | 1072.5846 | 0 | 0 | 0 | 0 | 0 | 0 | 0
2018-06-22 01:00 | 6 | 1 | 6 | 0 | 0 | 0 | 66.1384 | 66.1384 | 0 | 16.2515 | 9.7834 | 12.9006 | 12.9006 | 1074.8445 | 0 | 0 | 1074.8445 | 0 | 0 | 0 | 0 | 0 | 66.1384 | 0 | 0 | 1074.8445 | 0 | 0 | 0 | 0 | 0 | 0 | 0
2018-06-22 02:00 | 6 | 2 | 6 | 0 | 0 | 0 | 67.9754 | 67.9754 | 0 | 16.2515 | 9.7834 | 12.9006 | 12.9006 | 1104.6991 | 0 | 0 | 1104.6991 | 0 | 0 | 0 | 0 | 0 | 67.9754 | 0 | 0 | 1104.6991 | 0 | 0 | 0 | 0 | 0 | 0 | 0
2018-06-22 03:00 | 6 | 3 | 6 | 0 | 0 | 0 | 74.3025 | 74.3025 | 0 | 16.2515 | 9.7834 | 12.9006 | 12.9006 | 1207.5238 | 0 | 0 | 1207.5238 | 0 | 0 | 0 | 0 | 0 | 74.3025 | 0 | 0 | 1207.5238 | 0 | 0 | 0 | 0 | 0 | 0 | 0
2018-06-22 04:00 | 6 | 4 | 6 | 0 | 0 | 0 | 84.4365 | 84.4365 | 0 | 16.2515 | 9.7834 | 12.9006 | 12.9006 | 1372.2167 | 0 | 0 | 1372.2167 | 0 | 0 | 0 | 0 | 0 | 84.4365 | 0 | 0 | 1372.2167 | 0 | 0 | 0 | 0 | 0 | 0 | 0
2018-06-22 05:00 | 6 | 5 | 6 | 0 | 0 | 0.0019695 | 102.0761 | 102.0761 | 0.098473 | 16.2515 | 9.7834 | 12.9006 | 12.9006 | 1658.8846 | 0.098473 | 0 | 1657.2843 | 1.6003 | 0 | 1.2704 | 0 | 0 | 101.9776 | 0 | 0 | 1657.2843 | 1.6003 | 0 | 1.2704 | 0 | 0 | 0.0019695 | 0.0085513
2018-06-22 06:00 | 6 | 6 | 6 | 0 | 0 | 0.06798 | 116.734 | 116.734 | 3.399 | 16.2515 | 9.7834 | 12.9006 | 12.9006 | 1897.0975 | 3.399 | 0 | 1841.8591 | 55.2384 | 0 | 43.8488 | 0 | 0 | 113.335 | 0 | 0 | 1841.8591 | 55.2384 | 0 | 43.8488 | 0 | 0 | 0.06798 | 0.037383
2018-06-22 07:00 | 6 | 7 | 6 | 0 | 0 | 0.096524 | 138.9615 | 138.9615 | 4.8262 | 16.2515 | 9.7834 | 12.9006 | 12.9006 | 2258.3274 | 4.8262 | 0 | 2179.8943 | 78.4331 | 0 | 62.2611 | 0 | 0 | 134.1353 | 0 | 0 | 2179.8943 | 78.4331 | 0 | 62.2611 | 0 | 0 | 0.096524 | 0.12184
2018-06-22 08:00 | 6 | 8 | 6 | 0 | 0 | 0.28253 | 158.2872 | 158.2872 | 14.1266 | 16.2515 | 9.7834 | 12.9006 | 12.9006 | 2572.3983 | 14.1266 | 0 | 2342.8205 | 229.5778 | 0 | 182.2414 | 0 | 0 | 144.1606 | 0 | 0 | 2342.8205 | 229.5778 | 0 | 182.2414 | 0 | 0 | 0.28253 | 0.31323
2018-06-22 09:00 | 6 | 9 | 6 | 0 | 0 | 0.39311 | 174.5762 | 174.5762 | 19.6557 | 16.2515 | 9.7834 | 12.9006 | 12.9006 | 2837.1181 | 19.6557 | 0 | 2517.6843 | 319.4338 | 0 | 253.5701 | 0 | 0 | 154.9205 | 0 | 0 | 2517.6843 | 319.4338 | 0 | 253.5701 | 0 | 0 | 0.39311 | 0.50544
2018-06-22 10:00 | 6 | 10 | 6 | 0 | 0 | 0.52945 | 190.5971 | 190.5971 | 26.4726 | 16.2515 | 9.7834 | 12.9006 | 12.9006 | 3097.4802 | 26.4726 | 0 | 2667.2619 | 430.2183 | 0 | 341.5121 | 0 | 0 | 164.1245 | 0 | 0 | 2667.2619 | 430.2183 | 0 | 341.5121 | 0 | 0 | 0.52945 | 0.57227
2018-06-22 11:00 | 6 | 11 | 6 | 0 | 1 | 0.59928 | 205.8005 | 205.8005 | 29.9641 | 16.2515 | 9.7834 | 12.9006 | 12.9006 | 3344.5586 | 29.9641 | 0 | 2857.5984 | 486.9603 | 0 | 386.5545 | 0 | 0 | 175.8364 | 0 | 0 | 2857.5984 | 486.9603 | 0 | 386.5545 | 0 | 0 | 0.59928 | 0.70115
2018-06-22 12:00 | 6 | 12 | 6 | 0 | 1 | 0.58516 | 210.867 | 210.867 | 29.2581 | 16.2515 | 9.7834 | 12.9006 | 12.9006 | 3426.8955 | 29.2581 | 0 | 2951.4096 | 475.4859 | 0 | 377.446 | 0 | 0 | 181.6089 | 0 | 0 | 2951.4096 | 475.4859 | 0 | 377.446 | 0 | 0 | 0.58516 | 0.66262
2018-06-22 13:00 | 6 | 13 | 6 | 0 | 1 | 0.57586 | 203.0094 | 203.0094 | 28.7928 | 16.2515 | 9.7834 | 12.9006 | 12.9006 | 3299.1988 | 28.7928 | 0 | 2831.273 | 467.9257 | 0 | 371.4447 | 0 | 0 | 174.2166 | 0 | 0 | 2831.273 | 467.9257 | 0 | 371.4447 | 0 | 0 | 0.57586 | 0.65055
2018-06-22 14:00 | 6 | 14 | 6 | 0 | 1 | 0.26717 | 190.0979 | 190.0979 | 13.3584 | 16.2515 | 9.7834 | 12.9006 | 12.9006 | 3089.3671 | 13.3584 | 0 | 2872.2728 | 217.0943 | 0 | 172.3319 | 0 | 0 | 176.7394 | 0 | 0 | 2872.2728 | 217.0943 | 0 | 172.3319 | 0 | 0 | 0.26717 | 0.51869
2018-06-22 15:00 | 6 | 15 | 6 | 0 | 1 | 0.43657 | 175.7058 | 175.7058 | 21.8284 | 16.2515 | 9.7834 | 12.9006 | 12.9006 | 2855.4758 | 21.8284 | 0 | 2500.7333 | 354.7425 | 0 | 281.5985 | 0 | 0 | 153.8775 | 0 | 0 | 2500.7333 | 354.7425 | 0 | 281.5985 | 0 | 0 | 0.43657 | 0.26299
2018-06-22 16:00 | 6 | 16 | 6 | 0 | 1 | 0.41025 | 150.9615 | 150.9615 | 20.5123 | 16.2515 | 9.7834 | 12.9006 | 12.9006 | 2453.3438 | 20.5123 | 0 | 2119.9891 | 333.3548 | 0 | 264.6207 | 0 | 0 | 130.4492 | 0 | 0 | 2119.9891 | 333.3548 | 0 | 264.6207 | 0 | 0 | 0.41025 | 0.14931
2018-06-22 17:00 | 6 | 17 | 6 | 0 | 1 | 0.19316 | 130.52 | 130.52 | 9.658 | 16.2515 | 9.7834 | 12.9006 | 12.9006 | 2121.1406 | 9.658 | 0 | 1964.1833 | 156.9574 | 0 | 124.5945 | 0 | 0 | 120.862 | 0 | 0 | 1964.1833 | 156.9574 | 0 | 124.5945 | 0 | 0 | 0.19316 | 0.19679
2018-06-22 18:00 | 6 | 18 | 6 | 0 | 1 | 0.081577 | 107.7214 | 107.7214 | 4.0788 | 16.2515 | 9.7834 | 12.9006 | 12.9006 | 1750.6303 | 4.0788 | 0 | 1684.3431 | 66.2872 | 0 | 52.6195 | 0 | 0 | 103.6426 | 0 | 0 | 1684.3431 | 66.2872 | 0 | 52.6195 | 0 | 0 | 0.081577 | 0.1061
2018-06-22 19:00 | 6 | 19 | 6 | 0 | 0 | 0.017571 | 88.575 | 88.575 | 0.87855 | 16.2515 | 9.7834 | 12.9006 | 12.9006 | 1439.4735 | 0.87855 | 0 | 1425.1958 | 14.2776 | 0 | 11.3337 | 0 | 0 | 87.6965 | 0 | 0 | 1425.1958 | 14.2776 | 0 | 11.3337 | 0 | 0 | 0.017571 | 0.017283
2018-06-22 20:00 | 6 | 20 | 6 | 0 | 0 | 0 | 75.0316 | 75.0316 | 0 | 16.2515 | 9.7834 | 12.9006 | 12.9006 | 1219.3736 | 0 | 0 | 1219.3736 | 0 | 0 | 0 | 0 | 0 | 75.0316 | 0 | 0 | 1219.3736 | 0 | 0 | 0 | 0 | 0 | 0 | 0
2018-06-22 21:00 | 6 | 21 | 6 | 0 | 0 | 0 | 69.7923 | 69.7923 | 0 | 16.2515 | 9.7834 | 12.9006 | 12.9006 | 1134.2271 | 0 | 0 | 1134.2271 | 0 | 0 | 0 | 0 | 0 | 69.7923 | 0 | 0 | 1134.2271 | 0 | 0 | 0 | 0 | 0 | 0 | 0
2018-06-22 22:00 | 6 | 22 | 6 | 0 | 0 | 0 | 64.5158 | 64.5158 | 0 | 16.2515 | 9.7834 | 12.9006 | 12.9006 | 1048.475 | 0 | 0 | 1048.475 | 0 | 0 | 0 | 0 | 0 | 64.5158 | 0 | 0 | 1048.475 | 0 | 0 | 0 | 0 | 0 | 0 | 0
2018-06-22 23:00 | 6 | 23 | 6 | 0 | 0 | 0 | 62.722 | 62.722 | 0 | 16.2515 | 9.7834 | 12.9006 | 12.9006 | 1019.3238 | 0 | 0 | 1019.3238 | 0 | 0 | 0 | 0 | 0 | 62.722 | 0 | 0 | 1019.3238 | 0 | 0 | 0 | 0 | 0 | 0 | 0
2018-06-23 | 6 | 0 | 7 | 0 | 0 | 0 | 62.7355 | 62.7355 | 0 | 16.2515 | 9.7834 | 12.9006 | 12.9006 | 1019.5435 | 0 | 0 | 1019.5435 | 0 | 0 | 0 | 0 | 0 | 62.7355 | 0 | 0 | 1019.5435 | 0 | 0 | 0 | 0 | 0 | 0 | 0
2018-06-23 01:00 | 6 | 1 | 7 | 0 | 0 | 0 | 62.6782 | 62.6782 | 0 | 16.2515 | 9.7834 | 12.9006 | 12.9006 | 1018.6118 | 0 | 0 | 1018.6118 | 0 | 0 | 0 | 0 | 0 | 62.6782 | 0 | 0 | 1018.6118 | 0 | 0 | 0 | 0 | 0 | 0 | 0
2018-06-23 02:00 | 6 | 2 | 7 | 0 | 0 | 0 | 60.6692 | 60.6692 | 0 | 16.2515 | 9.7834 | 12.9006 | 12.9006 | 985.9622 | 0 | 0 | 985.9622 | 0 | 0 | 0 | 0 | 0 | 60.6692 | 0 | 0 | 985.9622 | 0 | 0 | 0 | 0 | 0 | 0 | 0
2018-06-23 03:00 | 6 | 3 | 7 | 0 | 0 | 0 | 59.5796 | 59.5796 | 0 | 16.2515 | 9.7834 | 12.9006 | 12.9006 | 968.255 | 0 | 0 | 968.255 | 0 | 0 | 0 | 0 | 0 | 59.5796 | 0 | 0 | 968.255 | 0 | 0 | 0 | 0 | 0 | 0 | 0
2018-06-23 04:00 | 6 | 4 | 7 | 0 | 0 | 0 | 59.5165 | 59.5165 | 0 | 16.2515 | 9.7834 | 12.9006 | 12.9006 | 967.2292 | 0 | 0 | 967.2292 | 0 | 0 | 0 | 0 | 0 | 59.5165 | 0 | 0 | 967.2292 | 0 | 0 | 0 | 0 | 0 | 0 | 0
2018-06-23 05:00 | 6 | 5 | 7 | 0 | 0 | 0.00085549 | 57.1607 | 57.1607 | 0.042775 | 16.2515 | 9.7834 | 12.9006 | 12.9006 | 928.9443 | 0.042775 | 0 | 928.2491 | 0.69515 | 0 | 0.55182 | 0 | 0 | 57.1179 | 0 | 0 | 928.2491 | 0.69515 | 0 | 0.55182 | 0 | 0 | 0.00085549 | 0.002256
2018-06-23 06:00 | 6 | 6 | 7 | 0 | 0 | 0.022747 | 55.7712 | 55.7712 | 1.1373 | 16.2515 | 9.7834 | 12.9006 | 12.9006 | 906.3636 | 1.1373 | 0 | 887.8802 | 18.4834 | 0 | 14.6724 | 0 | 0 | 54.6339 | 0 | 0 | 887.8802 | 18.4834 | 0 | 14.6724 | 0 | 0 | 0.022747 | 0.026709
2018-06-23 07:00 | 6 | 7 | 7 | 0 | 0 | 0.12658 | 57.6304 | 57.6304 | 6.329 | 16.2515 | 9.7834 | 12.9006 | 12.9006 | 936.5778 | 6.329 | 0 | 833.7224 | 102.8555 | 0 | 81.6478 | 0 | 0 | 51.3014 | 0 | 0 | 833.7224 | 102.8555 | 0 | 81.6478 | 0 | 0 | 0.12658 | 0.12399
2018-06-23 08:00 | 6 | 8 | 7 | 0 | 0 | 0.28452 | 56.4226 | 56.4226 | 14.226 | 16.2515 | 9.7834 | 12.9006 | 12.9006 | 916.9501 | 14.226 | 0 | 685.7577 | 231.1924 | 0 | 183.5231 | 0 | 0 | 42.1967 | 0 | 0 | 685.7577 | 231.1924 | 0 | 183.5231 | 0 | 0 | 0.28452 | 0.18866
2018-06-23 09:00 | 6 | 9 | 7 | 0 | 0 | 0.48786 | 59.586 | 59.586 | 24.393 | 16.2515 | 9.7834 | 12.9006 | 12.9006 | 968.3586 | 24.393 | 0 | 571.9369 | 396.4218 | 0 | 314.684 | 0 | 0 | 35.193 | 0 | 0 | 571.9369 | 396.4218 | 0 | 314.684 | 0 | 0 | 0.48786 | 0.24966
2018-06-23 10:00 | 6 | 10 | 7 | 0 | 0 | 0.57116 | 65.1957 | 65.1957 | 28.5582 | 16.2515 | 9.7834 | 12.9006 | 12.9006 | 1059.5244 | 28.5582 | 0 | 595.412 | 464.1123 | 0 | 368.4176 | 0 | 0 | 36.6375 | 0 | 0 | 595.412 | 464.1123 | 0 | 368.4176 | 0 | 0 | 0.57116 | 0.31936
2018-06-23 11:00 | 6 | 11 | 7 | 0 | 1 | 0.40079 | 67.1594 | 67.1594 | 20.0397 | 16.2515 | 9.7834 | 12.9006 | 12.9006 | 1091.4377 | 20.0397 | 0 | 765.7642 | 325.6735 | 0 | 258.5233 | 0 | 0 | 47.1197 | 0 | 0 | 765.7642 | 325.6735 | 0 | 258.5233 | 0 | 0 | 0.40079 | 0.35131
2018-06-23 12:00 | 6 | 12 | 7 | 0 | 1 | 0.32288 | 71.1407 | 71.1407 | 16.1441 | 16.2515 | 9.7834 | 12.9006 | 12.9006 | 1156.1401 | 16.1441 | 0 | 893.7758 | 262.3643 | 0 | 208.2677 | 0 | 0 | 54.9967 | 0 | 0 | 893.7758 | 262.3643 | 0 | 208.2677 | 0 | 0 | 0.32288 | 0.33229
2018-06-23 13:00 | 6 | 13 | 7 | 0 | 1 | 0.48888 | 76.8772 | 76.8772 | 24.4441 | 16.2515 | 9.7834 | 12.9006 | 12.9006 | 1249.3657 | 24.4441 | 0 | 852.1134 | 397.2522 | 0 | 315.3433 | 0 | 0 | 52.4331 | 0 | 0 | 852.1134 | 397.2522 | 0 | 315.3433 | 0 | 0 | 0.48888 | 0.53644
2018-06-23 14:00 | 6 | 14 | 7 | 0 | 1 | 0.47931 | 78.7014 | 78.7014 | 23.9657 | 16.2515 | 9.7834 | 12.9006 | 12.9006 | 1279.013 | 23.9657 | 0 | 889.5363 | 389.4767 | 0 | 309.171 | 0 | 0 | 54.7358 | 0 | 0 | 889.5363 | 389.4767 | 0 | 309.171 | 0 | 0 | 0.47931 | 0.48847
2018-06-23 15:00 | 6 | 15 | 7 | 0 | 1 | 0.36368 | 79.6927 | 79.6927 | 18.1841 | 16.2515 | 9.7834 | 12.9006 | 12.9006 | 1295.1226 | 18.1841 | 0 | 999.6036 | 295.5189 | 0 | 234.5862 | 0 | 0 | 61.5086 | 0 | 0 | 999.6036 | 295.5189 | 0 | 234.5862 | 0 | 0 | 0.36368 | 0.47268
2018-06-23 16:00 | 6 | 16 | 7 | 0 | 1 | 0.38993 | 80.7299 | 80.7299 | 19.4966 | 16.2515 | 9.7834 | 12.9006 | 12.9006 | 1311.9792 | 19.4966 | 0 | 995.131 | 316.8481 | 0 | 251.5176 | 0 | 0 | 61.2333 | 0 | 0 | 995.131 | 316.8481 | 0 | 251.5176 | 0 | 0 | 0.38993 | 0.29156
2018-06-23 17:00 | 6 | 17 | 7 | 0 | 1 | 0.24702 | 77.9842 | 77.9842 | 12.351 | 16.2515 | 9.7834 | 12.9006 | 12.9006 | 1267.3571 | 12.351 | 0 | 1066.6353 | 200.7217 | 0 | 159.3352 | 0 | 0 | 65.6332 | 0 | 0 | 1066.6353 | 200.7217 | 0 | 159.3352 | 0 | 0 | 0.24702 | 0.1174
2018-06-23 18:00 | 6 | 18 | 7 | 0 | 1 | 0.087972 | 74.8759 | 74.8759 | 4.3986 | 16.2515 | 9.7834 | 12.9006 | 12.9006 | 1216.8427 | 4.3986 | 0 | 1145.3591 | 71.4837 | 0 | 56.7445 | 0 | 0 | 70.4773 | 0 | 0 | 1145.3591 | 71.4837 | 0 | 56.7445 | 0 | 0 | 0.087972 | 0.03287
2018-06-23 19:00 | 6 | 19 | 7 | 0 | 0 | 0.017353 | 73.6992 | 73.6992 | 0.86764 | 16.2515 | 9.7834 | 12.9006 | 12.9006 | 1197.7196 | 0.86764 | 0 | 1183.6191 | 14.1005 | 0 | 11.1931 | 0 | 0 | 72.8316 | 0 | 0 | 1183.6191 | 14.1005 | 0 | 11.1931 | 0 | 0 | 0.017353 | 0.007978
2018-06-23 20:00 | 6 | 20 | 7 | 0 | 0 | 0 | 69.9978 | 69.9978 | 0 | 16.2515 | 9.7834 | 12.9006 | 12.9006 | 1137.5654 | 0 | 0 | 1137.5654 | 0 | 0 | 0 | 0 | 0 | 69.9978 | 0 | 0 | 1137.5654 | 0 | 0 | 0 | 0 | 0 | 0 | 0
2018-06-23 21:00 | 6 | 21 | 7 | 0 | 0 | 0 | 72.1786 | 72.1786 | 0 | 16.2515 | 9.7834 | 12.9006 | 12.9006 | 1173.0078 | 0 | 0 | 1173.0078 | 0 | 0 | 0 | 0 | 0 | 72.1786 | 0 | 0 | 1173.0078 | 0 | 0 | 0 | 0 | 0 | 0 | 0
2018-06-23 22:00 | 6 | 22 | 7 | 0 | 0 | 0 | 70.7611 | 70.7611 | 0 | 16.2515 | 9.7834 | 12.9006 | 12.9006 | 1149.971 | 0 | 0 | 1149.971 | 0 | 0 | 0 | 0 | 0 | 70.7611 | 0 | 0 | 1149.971 | 0 | 0 | 0 | 0 | 0 | 0 | 0
2018-06-23 23:00 | 6 | 23 | 7 | 0 | 0 | 0 | 67.5317 | 67.5317 | 0 | 16.2515 | 9.7834 | 12.9006 | 12.9006 | 1097.4882 | 0 | 0 | 1097.4882 | 0 | 0 | 0 | 0 | 0 | 67.5317 | 0 | 0 | 1097.4882 | 0 | 0 | 0 | 0 | 0 | 0 | 0
2018-06-24 | 6 | 0 | 1 | 0 | 0 | 0 | 62.4758 | 62.4758 | 0 | 16.2515 | 9.7834 | 12.9006 | 12.9006 | 1015.322 | 0 | 0 | 1015.322 | 0 | 0 | 0 | 0 | 0 | 62.4758 | 0 | 0 | 1015.322 | 0 | 0 | 0 | 0 | 0 | 0 | 0
2018-06-24 01:00 | 6 | 1 | 1 | 0 | 0 | 0 | 63.2553 | 63.2553 | 0 | 16.2515 | 9.7834 | 12.9006 | 12.9006 | 1027.9901 | 0 | 0 | 1027.9901 | 0 | 0 | 0 | 0 | 0 | 63.2553 | 0 | 0 | 1027.9901 | 0 | 0 | 0 | 0 | 0 | 0 | 0
2018-06-24 02:00 | 6 | 2 | 1 | 0 | 0 | 0 | 60.6957 | 60.6957 | 0 | 16.2515 | 9.7834 | 12.9006 | 12.9006 | 986.3935 | 0 | 0 | 986.3935 | 0 | 0 | 0 | 0 | 0 | 60.6957 | 0 | 0 | 986.3935 | 0 | 0 | 0 | 0 | 0 | 0 | 0
2018-06-24 03:00 | 6 | 3 | 1 | 0 | 0 | 0 | 60.2219 | 60.2219 | 0 | 16.2515 | 9.7834 | 12.9006 | 12.9006 | 978.6932 | 0 | 0 | 978.6932 | 0 | 0 | 0 | 0 | 0 | 60.2219 | 0 | 0 | 978.6932 | 0 | 0 | 0 | 0 | 0 | 0 | 0
2018-06-24 04:00 | 6 | 4 | 1 | 0 | 0 | 0 | 62.1919 | 62.1919 | 0 | 16.2515 | 9.7834 | 12.9006 | 12.9006 | 1010.7095 | 0 | 0 | 1010.7095 | 0 | 0 | 0 | 0 | 0 | 62.1919 | 0 | 0 | 1010.7095 | 0 | 0 | 0 | 0 | 0 | 0 | 0
2018-06-24 05:00 | 6 | 5 | 1 | 0 | 0 | 0.006406 | 61.9033 | 61.9033 | 0.3203 | 16.2515 | 9.7834 | 12.9006 | 12.9006 | 1006.0186 | 0.3203 | 0 | 1000.8132 | 5.2054 | 0 | 4.1321 | 0 | 0 | 61.583 | 0 | 0 | 1000.8132 | 5.2054 | 0 | 4.1321 | 0 | 0 | 0.006406 | 0.003069
2018-06-24 06:00 | 6 | 6 | 1 | 0 | 0 | 0.063406 | 58.0067 | 58.0067 | 3.1703 | 16.2515 | 9.7834 | 12.9006 | 12.9006 | 942.6932 | 3.1703 | 0 | 891.1716 | 51.5217 | 0 | 40.8985 | 0 | 0 | 54.8364 | 0 | 0 | 891.1716 | 51.5217 | 0 | 40.8985 | 0 | 0 | 0.063406 | 0.037576
2018-06-24 07:00 | 6 | 7 | 1 | 0 | 0 | 0.22442 | 59.032 | 59.032 | 11.2208 | 16.2515 | 9.7834 | 12.9006 | 12.9006 | 959.3561 | 11.2208 | 0 | 777.0026 | 182.3535 | 0 | 144.7543 | 0 | 0 | 47.8113 | 0 | 0 | 777.0026 | 182.3535 | 0 | 144.7543 | 0 | 0 | 0.22442 | 0.1196
2018-06-24 08:00 | 6 | 8 | 1 | 0 | 0 | 0.39088 | 57.5483 | 57.5483 | 19.5442 | 16.2515 | 9.7834 | 12.9006 | 12.9006 | 935.2442 | 19.5442 | 0 | 617.6216 | 317.6225 | 0 | 252.1323 | 0 | 0 | 38.0041 | 0 | 0 | 617.6216 | 317.6225 | 0 | 252.1323 | 0 | 0 | 0.39088 | 0.20213
2018-06-24 09:00 | 6 | 9 | 1 | 0 | 0 | 0.51973 | 61.7211 | 61.7211 | 25.9867 | 16.2515 | 9.7834 | 12.9006 | 12.9006 | 1003.0585 | 25.9867 | 0 | 580.736 | 422.3225 | 0 | 335.2444 | 0 | 0 | 35.7344 | 0 | 0 | 580.736 | 422.3225 | 0 | 335.2444 | 0 | 0 | 0.51973 | 0.26505
2018-06-24 10:00 | 6 | 10 | 1 | 0 | 0 | 0.61298 | 65.5512 | 65.5512 | 30.6488 | 16.2515 | 9.7834 | 12.9006 | 12.9006 | 1065.3028 | 30.6488 | 0 | 567.2144 | 498.0885 | 0 | 395.3882 | 0 | 0 | 34.9024 | 0 | 0 | 567.2144 | 498.0885 | 0 | 395.3882 | 0 | 0 | 0.61298 | 0.32956
2018-06-24 11:00 | 6 | 11 | 1 | 0 | 1 | 0.66943 | 64.9315 | 64.9315 | 33.4716 | 16.2515 | 9.7834 | 12.9006 | 12.9006 | 1055.231 | 33.4716 | 0 | 511.2688 | 543.9623 | 0 | 431.8033 | 0 | 0 | 31.4599 | 0 | 0 | 511.2688 | 543.9623 | 0 | 431.8033 | 0 | 0 | 0.66943 | 0.317
2018-06-24 12:00 | 6 | 12 | 1 | 0 | 1 | 0.68707 | 70.6443 | 70.6443 | 34.3537 | 16.2515 | 9.7834 | 12.9006 | 12.9006 | 1148.0724 | 34.3537 | 0 | 589.7748 | 558.2977 | 0 | 443.1829 | 0 | 0 | 36.2906 | 0 | 0 | 589.7748 | 558.2977 | 0 | 443.1829 | 0 | 0 | 0.68707 | 0.49539
2018-06-24 13:00 | 6 | 13 | 1 | 0 | 1 | 0.66869 | 73.993 | 73.993 | 33.4347 | 16.2515 | 9.7834 | 12.9006 | 12.9006 | 1202.4941 | 33.4347 | 0 | 659.1315 | 543.3626 | 0 | 431.3273 | 0 | 0 | 40.5583 | 0 | 0 | 659.1315 | 543.3626 | 0 | 431.3273 | 0 | 0 | 0.66869 | 0.47961
2018-06-24 14:00 | 6 | 14 | 1 | 0 | 1 | 0.61509 | 74.1817 | 74.1817 | 30.7547 | 16.2515 | 9.7834 | 12.9006 | 12.9006 | 1205.5607 | 30.7547 | 0 | 705.7521 | 499.8087 | 0 | 396.7537 | 0 | 0 | 43.427 | 0 | 0 | 705.7521 | 499.8087 | 0 | 396.7537 | 0 | 0 | 0.61509 | 0.37807
2018-06-24 15:00 | 6 | 15 | 1 | 0 | 1 | 0.5288 | 81.6797 | 81.6797 | 26.4402 | 16.2515 | 9.7834 | 12.9006 | 12.9006 | 1327.414 | 26.4402 | 0 | 897.7231 | 429.6909 | 0 | 341.0935 | 0 | 0 | 55.2395 | 0 | 0 | 897.7231 | 429.6909 | 0 | 341.0935 | 0 | 0 | 0.5288 | 0.15535
2018-06-24 16:00 | 6 | 16 | 1 | 0 | 1 | 0.407 | 85.5991 | 85.5991 | 20.3501 | 16.2515 | 9.7834 | 12.9006 | 12.9006 | 1391.1103 | 20.3501 | 0 | 1060.3907 | 330.7196 | 0 | 262.5289 | 0 | 0 | 65.249 | 0 | 0 | 1060.3907 | 330.7196 | 0 | 262.5289 | 0 | 0 | 0.407 | 0.1383
2018-06-24 17:00 | 6 | 17 | 1 | 0 | 1 | 0.25686 | 80.0959 | 80.0959 | 12.8429 | 16.2515 | 9.7834 | 12.9006 | 12.9006 | 1301.6744 | 12.8429 | 0 | 1092.9594 | 208.715 | 0 | 165.6803 | 0 | 0 | 67.253 | 0 | 0 | 1092.9594 | 208.715 | 0 | 165.6803 | 0 | 0 | 0.25686 | 0.12259
2018-06-24 18:00 | 6 | 18 | 1 | 0 | 1 | 0.094574 | 79.2034 | 79.2034 | 4.7287 | 16.2515 | 9.7834 | 12.9006 | 12.9006 | 1287.1714 | 4.7287 | 0 | 1210.323 | 76.8484 | 0 | 61.0031 | 0 | 0 | 74.4747 | 0 | 0 | 1210.323 | 76.8484 | 0 | 61.0031 | 0 | 0 | 0.094574 | 0.077987
2018-06-24 19:00 | 6 | 19 | 1 | 0 | 0 | 0.014938 | 73.0231 | 73.0231 | 0.74689 | 16.2515 | 9.7834 | 12.9006 | 12.9006 | 1186.7324 | 0.74689 | 0 | 1174.5945 | 12.138 | 0 | 9.6353 | 0 | 0 | 72.2763 | 0 | 0 | 1174.5945 | 12.138 | 0 | 9.6353 | 0 | 0 | 0.014938 | 0.012576
2018-06-24 20:00 | 6 | 20 | 1 | 0 | 0 | 0 | 63.1672 | 63.1672 | 0 | 16.2515 | 9.7834 | 12.9006 | 12.9006 | 1026.5593 | 0 | 0 | 1026.5593 | 0 | 0 | 0 | 0 | 0 | 63.1672 | 0 | 0 | 1026.5593 | 0 | 0 | 0 | 0 | 0 | 0 | 0
2018-06-24 21:00 | 6 | 21 | 1 | 0 | 0 | 0 | 65.0448 | 65.0448 | 0 | 16.2515 | 9.7834 | 12.9006 | 12.9006 | 1057.0726 | 0 | 0 | 1057.0726 | 0 | 0 | 0 | 0 | 0 | 65.0448 | 0 | 0 | 1057.0726 | 0 | 0 | 0 | 0 | 0 | 0 | 0
2018-06-24 22:00 | 6 | 22 | 1 | 0 | 0 | 0 | 64.4468 | 64.4468 | 0 | 16.2515 | 9.7834 | 12.9006 | 12.9006 | 1047.3537 | 0 | 0 | 1047.3537 | 0 | 0 | 0 | 0 | 0 | 64.4468 | 0 | 0 | 1047.3537 | 0 | 0 | 0 | 0 | 0 | 0 | 0
2018-06-24 23:00 | 6 | 23 | 1 | 0 | 0 | 0 | 63.0158 | 63.0158 | 0 | 16.2515 | 9.7834 | 12.9006 | 12.9006 | 1024.0985 | 0 | 0 | 1024.0985 | 0 | 0 | 0 | 0 | 0 | 63.0158 | 0 | 0 | 1024.0985 | 0 | 0 | 0 | 0 | 0 | 0 | 0
2018-06-25 | 6 | 0 | 2 | 0 | 0 | 0 | 63.2985 | 63.2985 | 0 | 16.2515 | 9.7834 | 12.9006 | 12.9006 | 1028.6922 | 0 | 0 | 1028.6922 | 0 | 0 | 0 | 0 | 0 | 63.2985 | 0 | 0 | 1028.6922 | 0 | 0 | 0 | 0 | 0 | 0 | 0
2018-06-25 01:00 | 6 | 1 | 2 | 0 | 0 | 0 | 63.5303 | 63.5303 | 0 | 16.2515 | 9.7834 | 12.9006 | 12.9006 | 1032.4602 | 0 | 0 | 1032.4602 | 0 | 0 | 0 | 0 | 0 | 63.5303 | 0 | 0 | 1032.4602 | 0 | 0 | 0 | 0 | 0 | 0 | 0
2018-06-25 02:00 | 6 | 2 | 2 | 0 | 0 | 0 | 65.8391 | 65.8391 | 0 | 16.2515 | 9.7834 | 12.9006 | 12.9006 | 1069.9819 | 0 | 0 | 1069.9819 | 0 | 0 | 0 | 0 | 0 | 65.8391 | 0 | 0 | 1069.9819 | 0 | 0 | 0 | 0 | 0 | 0 | 0
2018-06-25 03:00 | 6 | 3 | 2 | 0 | 0 | 0 | 71.4799 | 71.4799 | 0 | 16.2515 | 9.7834 | 12.9006 | 12.9006 | 1161.6523 | 0 | 0 | 1161.6523 | 0 | 0 | 0 | 0 | 0 | 71.4799 | 0 | 0 | 1161.6523 | 0 | 0 | 0 | 0 | 0 | 0 | 0
2018-06-25 04:00 | 6 | 4 | 2 | 0 | 0 | 0 | 80.1013 | 80.1013 | 0 | 16.2515 | 9.7834 | 12.9006 | 12.9006 | 1301.7635 | 0 | 0 | 1301.7635 | 0 | 0 | 0 | 0 | 0 | 80.1013 | 0 | 0 | 1301.7635 | 0 | 0 | 0 | 0 | 0 | 0 | 0
2018-06-25 05:00 | 6 | 5 | 2 | 0 | 0 | 0.0060665 | 92.6915 | 92.6915 | 0.30332 | 16.2515 | 9.7834 | 12.9006 | 12.9006 | 1506.3716 | 0.30332 | 0 | 1501.4422 | 4.9294 | 0 | 3.9131 | 0 | 0 | 92.3882 | 0 | 0 | 1501.4422 | 4.9294 | 0 | 3.9131 | 0 | 0 | 0.0060665 | 0.007051
2018-06-25 06:00 | 6 | 6 | 2 | 0 | 0 | 0.061609 | 104.5317 | 104.5317 | 3.0805 | 16.2515 | 9.7834 | 12.9006 | 12.9006 | 1698.7928 | 3.0805 | 0 | 1648.7307 | 50.062 | 0 | 39.7398 | 0 | 0 | 101.4513 | 0 | 0 | 1648.7307 | 50.062 | 0 | 39.7398 | 0 | 0 | 0.061609 | 0.041755
2018-06-25 07:00 | 6 | 7 | 2 | 0 | 0 | 0.21429 | 123.1867 | 123.1867 | 10.7145 | 16.2515 | 9.7834 | 12.9006 | 12.9006 | 2001.9626 | 10.7145 | 0 | 1827.8364 | 174.1262 | 0 | 138.2233 | 0 | 0 | 112.4722 | 0 | 0 | 1827.8364 | 174.1262 | 0 | 138.2233 | 0 | 0 | 0.21429 | 0.23003
2018-06-25 08:00 | 6 | 8 | 2 | 0 | 0 | 0.364 | 143.9027 | 143.9027 | 18.1999 | 16.2515 | 9.7834 | 12.9006 | 12.9006 | 2338.6286 | 18.1999 | 0 | 2042.8545 | 295.7741 | 0 | 234.7888 | 0 | 0 | 125.7029 | 0 | 0 | 2042.8545 | 295.7741 | 0 | 234.7888 | 0 | 0 | 0.364 | 0.37223
2018-06-25 09:00 | 6 | 9 | 2 | 0 | 0 | 0.47317 | 167.2292 | 167.2292 | 23.6584 | 16.2515 | 9.7834 | 12.9006 | 12.9006 | 2717.7185 | 23.6584 | 0 | 2333.235 | 384.4835 | 0 | 305.2073 | 0 | 0 | 143.5708 | 0 | 0 | 2333.235 | 384.4835 | 0 | 305.2073 | 0 | 0 | 0.47317 | 0.51922
2018-06-25 10:00 | 6 | 10 | 2 | 0 | 0 | 0.54961 | 186.7327 | 186.7327 | 27.4803 | 16.2515 | 9.7834 | 12.9006 | 12.9006 | 3034.679 | 27.4803 | 0 | 2588.0849 | 446.5941 | 0 | 354.5114 | 0 | 0 | 159.2525 | 0 | 0 | 2588.0849 | 446.5941 | 0 | 354.5114 | 0 | 0 | 0.54961 | 0.67994
2018-06-25 11:00 | 6 | 11 | 2 | 0 | 1 | 0.60276 | 197.3991 | 197.3991 | 30.1382 | 16.2515 | 9.7834 | 12.9006 | 12.9006 | 3208.023 | 30.1382 | 0 | 2718.2341 | 489.7888 | 0 | 388.7999 | 0 | 0 | 167.261 | 0 | 0 | 2718.2341 | 489.7888 | 0 | 388.7999 | 0 | 0 | 0.60276 | 0.7498
2018-06-25 12:00 | 6 | 12 | 2 | 0 | 1 | 0.63179 | 201.7507 | 201.7507 | 31.5897 | 16.2515 | 9.7834 | 12.9006 | 12.9006 | 3278.7423 | 31.5897 | 0 | 2765.3637 | 513.3786 | 0 | 407.5257 | 0 | 0 | 170.161 | 0 | 0 | 2765.3637 | 513.3786 | 0 | 407.5257 | 0 | 0 | 0.63179 | 0.76409
2018-06-25 13:00 | 6 | 13 | 2 | 0 | 1 | 0.62912 | 201.3775 | 201.3775 | 31.4559 | 16.2515 | 9.7834 | 12.9006 | 12.9006 | 3272.6784 | 31.4559 | 0 | 2761.4734 | 511.205 | 0 | 405.8003 | 0 | 0 | 169.9216 | 0 | 0 | 2761.4734 | 511.205 | 0 | 405.8003 | 0 | 0 | 0.62912 | 0.75699
2018-06-25 14:00 | 6 | 14 | 2 | 0 | 1 | 0.58794 | 190.9236 | 190.9236 | 29.3971 | 16.2515 | 9.7834 | 12.9006 | 12.9006 | 3102.7863 | 29.3971 | 0 | 2625.0414 | 477.7449 | 0 | 379.2392 | 0 | 0 | 161.5265 | 0 | 0 | 2625.0414 | 477.7449 | 0 | 379.2392 | 0 | 0 | 0.58794 | 0.65698
2018-06-25 15:00 | 6 | 15 | 2 | 0 | 1 | 0.51272 | 177.206 | 177.206 | 25.636 | 16.2515 | 9.7834 | 12.9006 | 12.9006 | 2879.8562 | 25.636 | 0 | 2463.2347 | 416.6215 | 0 | 330.7188 | 0 | 0 | 151.5701 | 0 | 0 | 2463.2347 | 416.6215 | 0 | 330.7188 | 0 | 0 | 0.51272 | 0.55768
2018-06-25 16:00 | 6 | 16 | 2 | 0 | 1 | 0.40016 | 154.7168 | 154.7168 | 20.0078 | 16.2515 | 9.7834 | 12.9006 | 12.9006 | 2514.3727 | 20.0078 | 0 | 2189.2168 | 325.1559 | 0 | 258.1124 | 0 | 0 | 134.709 | 0 | 0 | 2189.2168 | 325.1559 | 0 | 258.1124 | 0 | 0 | 0.40016 | 0.38711
2018-06-25 17:00 | 6 | 17 | 2 | 0 | 1 | 0.25292 | 133.5769 | 133.5769 | 12.6458 | 16.2515 | 9.7834 | 12.9006 | 12.9006 | 2170.8186 | 12.6458 | 0 | 1965.3052 | 205.5135 | 0 | 163.1389 | 0 | 0 | 120.931 | 0 | 0 | 1965.3052 | 205.5135 | 0 | 163.1389 | 0 | 0 | 0.25292 | 0.24402
2018-06-25 18:00 | 6 | 18 | 2 | 0 | 1 | 0.094999 | 110.5373 | 110.5373 | 4.75 | 16.2515 | 9.7834 | 12.9006 | 12.9006 | 1796.3924 | 4.75 | 0 | 1719.1988 | 77.1936 | 0 | 61.2771 | 0 | 0 | 105.7874 | 0 | 0 | 1719.1988 | 77.1936 | 0 | 61.2771 | 0 | 0 | 0.094999 | 0.099108
2018-06-25 19:00 | 6 | 19 | 2 | 0 | 0 | 0.015593 | 92.6527 | 92.6527 | 0.77963 | 16.2515 | 9.7834 | 12.9006 | 12.9006 | 1505.7414 | 0.77963 | 0 | 1493.0714 | 12.67 | 0 | 10.0576 | 0 | 0 | 91.8731 | 0 | 0 | 1493.0714 | 12.67 | 0 | 10.0576 | 0 | 0 | 0.015593 | 0.017396
2018-06-25 20:00 | 6 | 20 | 2 | 0 | 0 | 0 | 77.1237 | 77.1237 | 0 | 16.2515 | 9.7834 | 12.9006 | 12.9006 | 1253.373 | 0 | 0 | 1253.373 | 0 | 0 | 0 | 0 | 0 | 77.1237 | 0 | 0 | 1253.373 | 0 | 0 | 0 | 0 | 0 | 0 | 0
2018-06-25 21:00 | 6 | 21 | 2 | 0 | 0 | 0 | 69.8618 | 69.8618 | 0 | 16.2515 | 9.7834 | 12.9006 | 12.9006 | 1135.3557 | 0 | 0 | 1135.3557 | 0 | 0 | 0 | 0 | 0 | 69.8618 | 0 | 0 | 1135.3557 | 0 | 0 | 0 | 0 | 0 | 0 | 0
2018-06-25 22:00 | 6 | 22 | 2 | 0 | 0 | 0 | 64.1154 | 64.1154 | 0 | 16.2515 | 9.7834 | 12.9006 | 12.9006 | 1041.968 | 0 | 0 | 1041.968 | 0 | 0 | 0 | 0 | 0 | 64.1154 | 0 | 0 | 1041.968 | 0 | 0 | 0 | 0 | 0 | 0 | 0
2018-06-25 23:00 | 6 | 23 | 2 | 0 | 0 | 0 | 62.2395 | 62.2395 | 0 | 16.2515 | 9.7834 | 12.9006 | 12.9006 | 1011.4825 | 0 | 0 | 1011.4825 | 0 | 0 | 0 | 0 | 0 | 62.2395 | 0 | 0 | 1011.4825 | 0 | 0 | 0 | 0 | 0 | 0 | 0
2018-06-26 | 6 | 0 | 3 | 0 | 0 | 0 | 61.369 | 61.369 | 0 | 16.2515 | 9.7834 | 12.9006 | 12.9006 | 997.3352 | 0 | 0 | 997.3352 | 0 | 0 | 0 | 0 | 0 | 61.369 | 0 | 0 | 997.3352 | 0 | 0 | 0 | 0 | 0 | 0 | 0
2018-06-26 01:00 | 6 | 1 | 3 | 0 | 0 | 0 | 60.8569 | 60.8569 | 0 | 16.2515 | 9.7834 | 12.9006 | 12.9006 | 989.0138 | 0 | 0 | 989.0138 | 0 | 0 | 0 | 0 | 0 | 60.8569 | 0 | 0 | 989.0138 | 0 | 0 | 0 | 0 | 0 | 0 | 0
2018-06-26 02:00 | 6 | 2 | 3 | 0 | 0 | 0 | 62.3286 | 62.3286 | 0 | 16.2515 | 9.7834 | 12.9006 | 12.9006 | 1012.9299 | 0 | 0 | 1012.9299 | 0 | 0 | 0 | 0 | 0 | 62.3286 | 0 | 0 | 1012.9299 | 0 | 0 | 0 | 0 | 0 | 0 | 0
2018-06-26 03:00 | 6 | 3 | 3 | 0 | 0 | 0 | 68.2315 | 68.2315 | 0 | 16.2515 | 9.7834 | 12.9006 | 12.9006 | 1108.861 | 0 | 0 | 1108.861 | 0 | 0 | 0 | 0 | 0 | 68.2315 | 0 | 0 | 1108.861 | 0 | 0 | 0 | 0 | 0 | 0 | 0
2018-06-26 04:00 | 6 | 4 | 3 | 0 | 0 | 0 | 76.5657 | 76.5657 | 0 | 16.2515 | 9.7834 | 12.9006 | 12.9006 | 1244.3034 | 0 | 0 | 1244.3034 | 0 | 0 | 0 | 0 | 0 | 76.5657 | 0 | 0 | 1244.3034 | 0 | 0 | 0 | 0 | 0 | 0 | 0
2018-06-26 05:00 | 6 | 5 | 3 | 0 | 0 | 0.0064721 | 87.0815 | 87.0815 | 0.3236 | 16.2515 | 9.7834 | 12.9006 | 12.9006 | 1415.201 | 0.3236 | 0 | 1409.9419 | 5.259 | 0 | 4.1747 | 0 | 0 | 86.7579 | 0 | 0 | 1409.9419 | 5.259 | 0 | 4.1747 | 0 | 0 | 0.0064721 | 0.0058173
2018-06-26 06:00 | 6 | 6 | 3 | 0 | 0 | 0.065222 | 99.5483 | 99.5483 | 3.2611 | 16.2515 | 9.7834 | 12.9006 | 12.9006 | 1617.8041 | 3.2611 | 0 | 1564.8063 | 52.9978 | 0 | 42.0702 | 0 | 0 | 96.2871 | 0 | 0 | 1564.8063 | 52.9978 | 0 | 42.0702 | 0 | 0 | 0.065222 | 0.067998
2018-06-26 07:00 | 6 | 7 | 3 | 0 | 0 | 0.21712 | 118.205 | 118.205 | 10.8558 | 16.2515 | 9.7834 | 12.9006 | 12.9006 | 1921.0041 | 10.8558 | 0 | 1744.5824 | 176.4217 | 0 | 140.0456 | 0 | 0 | 107.3493 | 0 | 0 | 1744.5824 | 176.4217 | 0 | 140.0456 | 0 | 0 | 0.21712 | 0.20812
2018-06-26 08:00 | 6 | 8 | 3 | 0 | 0 | 0.37451 | 141.584 | 141.584 | 18.7256 | 16.2515 | 9.7834 | 12.9006 | 12.9006 | 2300.9463 | 18.7256 | 0 | 1996.6272 | 304.3191 | 0 | 241.5719 | 0 | 0 | 122.8584 | 0 | 0 | 1996.6272 | 304.3191 | 0 | 241.5719 | 0 | 0 | 0.37451 | 0.4051
2018-06-26 09:00 | 6 | 9 | 3 | 0 | 0 | 0.49678 | 166.5197 | 166.5197 | 24.8388 | 16.2515 | 9.7834 | 12.9006 | 12.9006 | 2706.1876 | 24.8388 | 0 | 2302.5217 | 403.6659 | 0 | 320.4345 | 0 | 0 | 141.6809 | 0 | 0 | 2302.5217 | 403.6659 | 0 | 320.4345 | 0 | 0 | 0.49678 | 0.5756
2018-06-26 10:00 | 6 | 10 | 3 | 0 | 0 | 0.58314 | 188.6652 | 188.6652 | 29.1571 | 16.2515 | 9.7834 | 12.9006 | 12.9006 | 3066.0844 | 29.1571 | 0 | 2592.2399 | 473.8445 | 0 | 376.1431 | 0 | 0 | 159.5082 | 0 | 0 | 2592.2399 | 473.8445 | 0 | 376.1431 | 0 | 0 | 0.58314 | 0.67819
2018-06-26 11:00 | 6 | 11 | 3 | 0 | 1 | 0.64027 | 205.0855 | 205.0855 | 32.0136 | 16.2515 | 9.7834 | 12.9006 | 12.9006 | 3332.9374 | 32.0136 | 0 | 2812.6706 | 520.2668 | 0 | 412.9936 | 0 | 0 | 173.0719 | 0 | 0 | 2812.6706 | 520.2668 | 0 | 412.9936 | 0 | 0 | 0.64027 | 0.73985
2018-06-26 12:00 | 6 | 12 | 3 | 0 | 1 | 0.66133 | 213.5757 | 213.5757 | 33.0666 | 16.2515 | 9.7834 | 12.9006 | 12.9006 | 3470.9169 | 33.0666 | 0 | 2933.5365 | 537.3804 | 0 | 426.5786 | 0 | 0 | 180.5091 | 0 | 0 | 2933.5365 | 537.3804 | 0 | 426.5786 | 0 | 0 | 0.66133 | 0.75347
2018-06-26 13:00 | 6 | 13 | 3 | 0 | 1 | 0.6442 | 213.7083 | 213.7083 | 32.2101 | 16.2515 | 9.7834 | 12.9006 | 12.9006 | 3473.0704 | 32.2101 | 0 | 2949.6102 | 523.4602 | 0 | 415.5286 | 0 | 0 | 181.4982 | 0 | 0 | 2949.6102 | 523.4602 | 0 | 415.5286 | 0 | 0 | 0.6442 | 0.73619
2018-06-26 14:00 | 6 | 14 | 3 | 0 | 1 | 0.59397 | 202.6976 | 202.6976 | 29.6984 | 16.2515 | 9.7834 | 12.9006 | 12.9006 | 3294.1312 | 29.6984 | 0 | 2811.4889 | 482.6423 | 0 | 383.1268 | 0 | 0 | 172.9992 | 0 | 0 | 2811.4889 | 482.6423 | 0 | 383.1268 | 0 | 0 | 0.59397 | 0.6092
2018-06-26 15:00 | 6 | 15 | 3 | 0 | 1 | 0.50762 | 188.734 | 188.734 | 25.3812 | 16.2515 | 9.7834 | 12.9006 | 12.9006 | 3067.2016 | 25.3812 | 0 | 2654.7201 | 412.4815 | 0 | 327.4324 | 0 | 0 | 163.3528 | 0 | 0 | 2654.7201 | 412.4815 | 0 | 327.4324 | 0 | 0 | 0.50762 | 0.43513
2018-06-26 16:00 | 6 | 16 | 3 | 0 | 1 | 0.39105 | 163.6089 | 163.6089 | 19.5525 | 16.2515 | 9.7834 | 12.9006 | 12.9006 | 2658.8832 | 19.5525 | 0 | 2341.1266 | 317.7566 | 0 | 252.2387 | 0 | 0 | 144.0564 | 0 | 0 | 2341.1266 | 317.7566 | 0 | 252.2387 | 0 | 0 | 0.39105 | 0.4542
2018-06-26 17:00 | 6 | 17 | 3 | 0 | 1 | 0.24541 | 142.4019 | 142.4019 | 12.2703 | 16.2515 | 9.7834 | 12.9006 | 12.9006 | 2314.239 | 12.2703 | 0 | 2114.8279 | 199.4111 | 0 | 158.2947 | 0 | 0 | 130.1316 | 0 | 0 | 2114.8279 | 199.4111 | 0 | 158.2947 | 0 | 0 | 0.24541 | 0.28611
2018-06-26 18:00 | 6 | 18 | 3 | 0 | 1 | 0.093902 | 119.1102 | 119.1102 | 4.6951 | 16.2515 | 9.7834 | 12.9006 | 12.9006 | 1935.7145 | 4.6951 | 0 | 1859.4122 | 76.3023 | 0 | 60.5696 | 0 | 0 | 114.4151 | 0 | 0 | 1859.4122 | 76.3023 | 0 | 60.5696 | 0 | 0 | 0.093902 | 0.10825
2018-06-26 19:00 | 6 | 19 | 3 | 0 | 0 | 0.016437 | 99.9653 | 99.9653 | 0.82186 | 16.2515 | 9.7834 | 12.9006 | 12.9006 | 1624.5815 | 0.82186 | 0 | 1611.2251 | 13.3563 | 0 | 10.6024 | 0 | 0 | 99.1434 | 0 | 0 | 1611.2251 | 13.3563 | 0 | 10.6024 | 0 | 0 | 0.016437 | 0.017211
2018-06-26 20:00 | 6 | 20 | 3 | 0 | 0 | 0 | 79.937 | 79.937 | 0 | 16.2515 | 9.7834 | 12.9006 | 12.9006 | 1299.0928 | 0 | 0 | 1299.0928 | 0 | 0 | 0 | 0 | 0 | 79.937 | 0 | 0 | 1299.0928 | 0 | 0 | 0 | 0 | 0 | 0 | 0
2018-06-26 21:00 | 6 | 21 | 3 | 0 | 0 | 0 | 71.5969 | 71.5969 | 0 | 16.2515 | 9.7834 | 12.9006 | 12.9006 | 1163.5543 | 0 | 0 | 1163.5543 | 0 | 0 | 0 | 0 | 0 | 71.5969 | 0 | 0 | 1163.5543 | 0 | 0 | 0 | 0 | 0 | 0 | 0
2018-06-26 22:00 | 6 | 22 | 3 | 0 | 0 | 0 | 65.8087 | 65.8087 | 0 | 16.2515 | 9.7834 | 12.9006 | 12.9006 | 1069.4869 | 0 | 0 | 1069.4869 | 0 | 0 | 0 | 0 | 0 | 65.8087 | 0 | 0 | 1069.4869 | 0 | 0 | 0 | 0 | 0 | 0 | 0
2018-06-26 23:00 | 6 | 23 | 3 | 0 | 0 | 0 | 63.6053 | 63.6053 | 0 | 16.2515 | 9.7834 | 12.9006 | 12.9006 | 1033.6794 | 0 | 0 | 1033.6794 | 0 | 0 | 0 | 0 | 0 | 63.6053 | 0 | 0 | 1033.6794 | 0 | 0 | 0 | 0 | 0 | 0 | 0
2018-06-27 | 6 | 0 | 4 | 0 | 0 | 0 | 63.0695 | 63.0695 | 0 | 16.2515 | 9.7834 | 12.9006 | 12.9006 | 1024.9705 | 0 | 0 | 1024.9705 | 0 | 0 | 0 | 0 | 0 | 63.0695 | 0 | 0 | 1024.9705 | 0 | 0 | 0 | 0 | 0 | 0 | 0
2018-06-27 01:00 | 6 | 1 | 4 | 0 | 0 | 0 | 62.6915 | 62.6915 | 0 | 16.2515 | 9.7834 | 12.9006 | 12.9006 | 1018.8276 | 0 | 0 | 1018.8276 | 0 | 0 | 0 | 0 | 0 | 62.6915 | 0 | 0 | 1018.8276 | 0 | 0 | 0 | 0 | 0 | 0 | 0
2018-06-27 02:00 | 6 | 2 | 4 | 0 | 0 | 0 | 63.3679 | 63.3679 | 0 | 16.2515 | 9.7834 | 12.9006 | 12.9006 | 1029.82 | 0 | 0 | 1029.82 | 0 | 0 | 0 | 0 | 0 | 63.3679 | 0 | 0 | 1029.82 | 0 | 0 | 0 | 0 | 0 | 0 | 0
2018-06-27 03:00 | 6 | 3 | 4 | 0 | 0 | 0 | 65.8727 | 65.8727 | 0 | 16.2515 | 9.7834 | 12.9006 | 12.9006 | 1070.528 | 0 | 0 | 1070.528 | 0 | 0 | 0 | 0 | 0 | 65.8727 | 0 | 0 | 1070.528 | 0 | 0 | 0 | 0 | 0 | 0 | 0
2018-06-27 04:00 | 6 | 4 | 4 | 0 | 0 | 0 | 72.3224 | 72.3224 | 0 | 16.2515 | 9.7834 | 12.9006 | 12.9006 | 1175.3444 | 0 | 0 | 1175.3444 | 0 | 0 | 0 | 0 | 0 | 72.3224 | 0 | 0 | 1175.3444 | 0 | 0 | 0 | 0 | 0 | 0 | 0
2018-06-27 05:00 | 6 | 5 | 4 | 0 | 0 | 0.0056462 | 80.8672 | 80.8672 | 0.28231 | 16.2515 | 9.7834 | 12.9006 | 12.9006 | 1314.2104 | 0.28231 | 0 | 1309.6225 | 4.5879 | 0 | 3.6419 | 0 | 0 | 80.5849 | 0 | 0 | 1309.6225 | 4.5879 | 0 | 3.6419 | 0 | 0 | 0.0056462 | 0.0068107
2018-06-27 06:00 | 6 | 6 | 4 | 0 | 0 | 0.062083 | 94.4876 | 94.4876 | 3.1041 | 16.2515 | 9.7834 | 12.9006 | 12.9006 | 1535.5609 | 3.1041 | 0 | 1485.114 | 50.447 | 0 | 40.0454 | 0 | 0 | 91.3834 | 0 | 0 | 1485.114 | 50.447 | 0 | 40.0454 | 0 | 0 | 0.062083 | 0.072578
2018-06-27 07:00 | 6 | 7 | 4 | 0 | 0 | 0.20716 | 117.2516 | 117.2516 | 10.3581 | 16.2515 | 9.7834 | 12.9006 | 12.9006 | 1905.5092 | 10.3581 | 0 | 1737.175 | 168.3342 | 0 | 133.6256 | 0 | 0 | 106.8935 | 0 | 0 | 1737.175 | 168.3342 | 0 | 133.6256 | 0 | 0 | 0.20716 | 0.2093
2018-06-27 08:00 | 6 | 8 | 4 | 0 | 0 | 0.3604 | 142.8663 | 142.8663 | 18.02 | 16.2515 | 9.7834 | 12.9006 | 12.9006 | 2321.7853 | 18.02 | 0 | 2028.9348 | 292.8504 | 0 | 232.468 | 0 | 0 | 124.8463 | 0 | 0 | 2028.9348 | 292.8504 | 0 | 232.468 | 0 | 0 | 0.3604 | 0.38925
2018-06-27 09:00 | 6 | 9 | 4 | 0 | 0 | 0.47799 | 170.7506 | 170.7506 | 23.8996 | 16.2515 | 9.7834 | 12.9006 | 12.9006 | 2774.946 | 23.8996 | 0 | 2386.5435 | 388.4025 | 0 | 308.3182 | 0 | 0 | 146.8511 | 0 | 0 | 2386.5435 | 388.4025 | 0 | 308.3182 | 0 | 0 | 0.47799 | 0.49858
2018-06-27 10:00 | 6 | 10 | 4 | 0 | 0 | 0.56562 | 198.9428 | 198.9428 | 28.2812 | 16.2515 | 9.7834 | 12.9006 | 12.9006 | 3233.1105 | 28.2812 | 0 | 2773.5007 | 459.6099 | 0 | 364.8435 | 0 | 0 | 170.6617 | 0 | 0 | 2773.5007 | 459.6099 | 0 | 364.8435 | 0 | 0 | 0.56562 | 0.406
2018-06-27 11:00 | 6 | 11 | 4 | 0 | 1 | 0.61633 | 217.1506 | 217.1506 | 30.8164 | 16.2515 | 9.7834 | 12.9006 | 12.9006 | 3529.0132 | 30.8164 | 0 | 3028.201 | 500.8122 | 0 | 397.5503 | 0 | 0 | 186.3341 | 0 | 0 | 3028.201 | 500.8122 | 0 | 397.5503 | 0 | 0 | 0.61633 | 0.34152
2018-06-27 12:00 | 6 | 12 | 4 | 0 | 1 | 0.63351 | 226.543 | 226.543 | 31.6754 | 16.2515 | 9.7834 | 12.9006 | 12.9006 | 3681.6539 | 31.6754 | 0 | 3166.8817 | 514.7722 | 0 | 408.6319 | 0 | 0 | 194.8676 | 0 | 0 | 3166.8817 | 514.7722 | 0 | 408.6319 | 0 | 0 | 0.63351 | 0.65245
2018-06-27 13:00 | 6 | 13 | 4 | 0 | 1 | 0.47273 | 230.2958 | 230.2958 | 23.6367 | 16.2515 | 9.7834 | 12.9006 | 12.9006 | 3742.6416 | 23.6367 | 0 | 3358.5108 | 384.1308 | 0 | 304.9273 | 0 | 0 | 206.6591 | 0 | 0 | 3358.5108 | 384.1308 | 0 | 304.9273 | 0 | 0 | 0.47273 | 0.6393
2018-06-27 14:00 | 6 | 14 | 4 | 0 | 1 | 0.42251 | 222.9735 | 222.9735 | 21.1257 | 16.2515 | 9.7834 | 12.9006 | 12.9006 | 3623.6437 | 21.1257 | 0 | 3280.3203 | 343.3234 | 0 | 272.534 | 0 | 0 | 201.8478 | 0 | 0 | 3280.3203 | 343.3234 | 0 | 272.534 | 0 | 0 | 0.42251 | 0.60497
2018-06-27 15:00 | 6 | 15 | 4 | 0 | 1 | 0.38635 | 203.0829 | 203.0829 | 19.3175 | 16.2515 | 9.7834 | 12.9006 | 12.9006 | 3300.3932 | 19.3175 | 0 | 2986.4565 | 313.9367 | 0 | 249.2065 | 0 | 0 | 183.7655 | 0 | 0 | 2986.4565 | 313.9367 | 0 | 249.2065 | 0 | 0 | 0.38635 | 0.4602
2018-06-27 16:00 | 6 | 16 | 4 | 0 | 1 | 0.38637 | 178.9638 | 178.9638 | 19.3186 | 16.2515 | 9.7834 | 12.9006 | 12.9006 | 2908.4222 | 19.3186 | 0 | 2594.4668 | 313.9554 | 0 | 249.2213 | 0 | 0 | 159.6452 | 0 | 0 | 2594.4668 | 313.9554 | 0 | 249.2213 | 0 | 0 | 0.38637 | 0.36322
2018-06-27 17:00 | 6 | 17 | 4 | 0 | 1 | 0.24358 | 151.9944 | 151.9944 | 12.179 | 16.2515 | 9.7834 | 12.9006 | 12.9006 | 2470.1298 | 12.179 | 0 | 2272.2034 | 197.9265 | 0 | 157.1163 | 0 | 0 | 139.8154 | 0 | 0 | 2272.2034 | 197.9265 | 0 | 157.1163 | 0 | 0 | 0.24358 | 0.21478
2018-06-27 18:00 | 6 | 18 | 4 | 0 | 1 | 0.087098 | 126.0762 | 126.0762 | 4.3549 | 16.2515 | 9.7834 | 12.9006 | 12.9006 | 2048.9215 | 4.3549 | 0 | 1978.148 | 70.7735 | 0 | 56.1808 | 0 | 0 | 121.7213 | 0 | 0 | 1978.148 | 70.7735 | 0 | 56.1808 | 0 | 0 | 0.087098 | 0.10685
2018-06-27 19:00 | 6 | 19 | 4 | 0 | 0 | 0.017079 | 106.9798 | 106.9798 | 0.85396 | 16.2515 | 9.7834 | 12.9006 | 12.9006 | 1738.5782 | 0.85396 | 0 | 1724.7001 | 13.8781 | 0 | 11.0166 | 0 | 0 | 106.1259 | 0 | 0 | 1724.7001 | 13.8781 | 0 | 11.0166 | 0 | 0 | 0.017079 | 0.019469
2018-06-27 20:00 | 6 | 20 | 4 | 0 | 0 | 0 | 80.0879 | 80.0879 | 0 | 16.2515 | 9.7834 | 12.9006 | 12.9006 | 1301.5458 | 0 | 0 | 1301.5458 | 0 | 0 | 0 | 0 | 0 | 80.0879 | 0 | 0 | 1301.5458 | 0 | 0 | 0 | 0 | 0 | 0 | 0
2018-06-27 21:00 | 6 | 21 | 4 | 0 | 0 | 0 | 72.5695 | 72.5695 | 0 | 16.2515 | 9.7834 | 12.9006 | 12.9006 | 1179.3607 | 0 | 0 | 1179.3607 | 0 | 0 | 0 | 0 | 0 | 72.5695 | 0 | 0 | 1179.3607 | 0 | 0 | 0 | 0 | 0 | 0 | 0
2018-06-27 22:00 | 6 | 22 | 4 | 0 | 0 | 0 | 66.7817 | 66.7817 | 0 | 16.2515 | 9.7834 | 12.9006 | 12.9006 | 1085.2996 | 0 | 0 | 1085.2996 | 0 | 0 | 0 | 0 | 0 | 66.7817 | 0 | 0 | 1085.2996 | 0 | 0 | 0 | 0 | 0 | 0 | 0
2018-06-27 23:00 | 6 | 23 | 4 | 0 | 0 | 0 | 64.4692 | 64.4692 | 0 | 16.2515 | 9.7834 | 12.9006 | 12.9006 | 1047.7177 | 0 | 0 | 1047.7177 | 0 | 0 | 0 | 0 | 0 | 64.4692 | 0 | 0 | 1047.7177 | 0 | 0 | 0 | 0 | 0 | 0 | 0
2018-06-28 | 6 | 0 | 5 | 0 | 0 | 0 | 63.9608 | 63.9608 | 0 | 16.2515 | 9.7834 | 12.9006 | 12.9006 | 1039.4556 | 0 | 0 | 1039.4556 | 0 | 0 | 0 | 0 | 0 | 63.9608 | 0 | 0 | 1039.4556 | 0 | 0 | 0 | 0 | 0 | 0 | 0
2018-06-28 01:00 | 6 | 1 | 5 | 0 | 0 | 0 | 63.846 | 63.846 | 0 | 16.2515 | 9.7834 | 12.9006 | 12.9006 | 1037.5911 | 0 | 0 | 1037.5911 | 0 | 0 | 0 | 0 | 0 | 63.846 | 0 | 0 | 1037.5911 | 0 | 0 | 0 | 0 | 0 | 0 | 0
2018-06-28 02:00 | 6 | 2 | 5 | 0 | 0 | 0 | 64.2504 | 64.2504 | 0 | 16.2515 | 9.7834 | 12.9006 | 12.9006 | 1044.163 | 0 | 0 | 1044.163 | 0 | 0 | 0 | 0 | 0 | 64.2504 | 0 | 0 | 1044.163 | 0 | 0 | 0 | 0 | 0 | 0 | 0
2018-06-28 03:00 | 6 | 3 | 5 | 0 | 0 | 0 | 66.8842 | 66.8842 | 0 | 16.2515 | 9.7834 | 12.9006 | 12.9006 | 1086.9657 | 0 | 0 | 1086.9657 | 0 | 0 | 0 | 0 | 0 | 66.8842 | 0 | 0 | 1086.9657 | 0 | 0 | 0 | 0 | 0 | 0 | 0
2018-06-28 04:00 | 6 | 4 | 5 | 0 | 0 | 0 | 73.1578 | 73.1578 | 0 | 16.2515 | 9.7834 | 12.9006 | 12.9006 | 1188.9202 | 0 | 0 | 1188.9202 | 0 | 0 | 0 | 0 | 0 | 73.1578 | 0 | 0 | 1188.9202 | 0 | 0 | 0 | 0 | 0 | 0 | 0
2018-06-28 05:00 | 6 | 5 | 5 | 0 | 0 | 0.0053802 | 83.1123 | 83.1123 | 0.26901 | 16.2515 | 9.7834 | 12.9006 | 12.9006 | 1350.6958 | 0.26901 | 0 | 1346.324 | 4.3718 | 0 | 3.4704 | 0 | 0 | 82.8433 | 0 | 0 | 1346.324 | 4.3718 | 0 | 3.4704 | 0 | 0 | 0.0053802 | 0.0054307
2018-06-28 06:00 | 6 | 6 | 5 | 0 | 0 | 0.063036 | 99.7531 | 99.7531 | 3.1518 | 16.2515 | 9.7834 | 12.9006 | 12.9006 | 1621.1332 | 3.1518 | 0 | 1569.9121 | 51.2211 | 0 | 40.6599 | 0 | 0 | 96.6013 | 0 | 0 | 1569.9121 | 51.2211 | 0 | 40.6599 | 0 | 0 | 0.063036 | 0.066263
2018-06-28 07:00 | 6 | 7 | 5 | 0 | 0 | 0.2056 | 129.0284 | 129.0284 | 10.28 | 16.2515 | 9.7834 | 12.9006 | 12.9006 | 2096.9002 | 10.28 | 0 | 1929.8353 | 167.065 | 0 | 132.618 | 0 | 0 | 118.7484 | 0 | 0 | 1929.8353 | 167.065 | 0 | 132.618 | 0 | 0 | 0.2056 | 0.18078
2018-06-28 08:00 | 6 | 8 | 5 | 0 | 0 | 0.35595 | 158.5793 | 158.5793 | 17.7977 | 16.2515 | 9.7834 | 12.9006 | 12.9006 | 2577.145 | 17.7977 | 0 | 2287.9064 | 289.2385 | 0 | 229.6008 | 0 | 0 | 140.7816 | 0 | 0 | 2287.9064 | 289.2385 | 0 | 229.6008 | 0 | 0 | 0.35595 | 0.30849
2018-06-28 09:00 | 6 | 9 | 5 | 0 | 0 | 0.47317 | 189.2132 | 189.2132 | 23.6583 | 16.2515 | 9.7834 | 12.9006 | 12.9006 | 3074.9895 | 23.6583 | 0 | 2690.5069 | 384.4826 | 0 | 305.2066 | 0 | 0 | 165.5548 | 0 | 0 | 2690.5069 | 384.4826 | 0 | 305.2066 | 0 | 0 | 0.47317 | 0.49991
2018-06-28 10:00 | 6 | 10 | 5 | 0 | 0 | 0.5587 | 215.3976 | 215.3976 | 27.935 | 16.2515 | 9.7834 | 12.9006 | 12.9006 | 3500.5251 | 27.935 | 0 | 3046.5406 | 453.9844 | 0 | 360.3779 | 0 | 0 | 187.4626 | 0 | 0 | 3046.5406 | 453.9844 | 0 | 360.3779 | 0 | 0 | 0.5587 | 0.54667
2018-06-28 11:00 | 6 | 11 | 5 | 0 | 1 | 0.61024 | 234.8119 | 234.8119 | 30.5119 | 16.2515 | 9.7834 | 12.9006 | 12.9006 | 3816.0355 | 30.5119 | 0 | 3320.1735 | 495.862 | 0 | 393.6208 | 0 | 0 | 204.3001 | 0 | 0 | 3320.1735 | 495.862 | 0 | 393.6208 | 0 | 0 | 0.61024 | 0.54144
2018-06-28 12:00 | 6 | 12 | 5 | 0 | 1 | 0.48198 | 245.1672 | 245.1672 | 24.0992 | 16.2515 | 9.7834 | 12.9006 | 12.9006 | 3984.3238 | 24.0992 | 0 | 3592.6767 | 391.6471 | 0 | 310.8939 | 0 | 0 | 221.068 | 0 | 0 | 3592.6767 | 391.6471 | 0 | 310.8939 | 0 | 0 | 0.48198 | 0.68711
2018-06-28 13:00 | 6 | 13 | 5 | 0 | 1 | 0.62104 | 246.6411 | 246.6411 | 31.052 | 16.2515 | 9.7834 | 12.9006 | 12.9006 | 4008.2766 | 31.052 | 0 | 3503.6364 | 504.6402 | 0 | 400.5891 | 0 | 0 | 215.5891 | 0 | 0 | 3503.6364 | 504.6402 | 0 | 400.5891 | 0 | 0 | 0.62104 | 0.57944
2018-06-28 14:00 | 6 | 14 | 5 | 0 | 1 | 0.58004 | 236.2223 | 236.2223 | 29.0018 | 16.2515 | 9.7834 | 12.9006 | 12.9006 | 3838.9572 | 29.0018 | 0 | 3367.6357 | 471.3215 | 0 | 374.1403 | 0 | 0 | 207.2205 | 0 | 0 | 3367.6357 | 471.3215 | 0 | 374.1403 | 0 | 0 | 0.58004 | 0.59958
2018-06-28 15:00 | 6 | 15 | 5 | 0 | 1 | 0.50138 | 216.6692 | 216.6692 | 25.0692 | 16.2515 | 9.7834 | 12.9006 | 12.9006 | 3521.1894 | 25.0692 | 0 | 3113.7792 | 407.4102 | 0 | 323.4068 | 0 | 0 | 191.6 | 0 | 0 | 3113.7792 | 407.4102 | 0 | 323.4068 | 0 | 0 | 0.50138 | 0.61105
2018-06-28 16:00 | 6 | 16 | 5 | 0 | 1 | 0.38861 | 189.417 | 189.417 | 19.4306 | 16.2515 | 9.7834 | 12.9006 | 12.9006 | 3078.3014 | 19.4306 | 0 | 2762.5258 | 315.7756 | 0 | 250.6662 | 0 | 0 | 169.9864 | 0 | 0 | 2762.5258 | 315.7756 | 0 | 250.6662 | 0 | 0 | 0.38861 | 0.47496
2018-06-28 17:00 | 6 | 17 | 5 | 0 | 1 | 0.24497 | 158.9778 | 158.9778 | 12.2485 | 16.2515 | 9.7834 | 12.9006 | 12.9006 | 2583.6202 | 12.2485 | 0 | 2384.5642 | 199.056 | 0 | 158.0129 | 0 | 0 | 146.7293 | 0 | 0 | 2384.5642 | 199.056 | 0 | 158.0129 | 0 | 0 | 0.24497 | 0.24008
2018-06-28 18:00 | 6 | 18 | 5 | 0 | 1 | 0.093712 | 132.1983 | 132.1983 | 4.6856 | 16.2515 | 9.7834 | 12.9006 | 12.9006 | 2148.4156 | 4.6856 | 0 | 2072.2675 | 76.1481 | 0 | 60.4472 | 0 | 0 | 127.5127 | 0 | 0 | 2072.2675 | 76.1481 | 0 | 60.4472 | 0 | 0 | 0.093712 | 0.1075
2018-06-28 19:00 | 6 | 19 | 5 | 0 | 0 | 0.015716 | 112.09 | 112.09 | 0.78578 | 16.2515 | 9.7834 | 12.9006 | 12.9006 | 1821.6259 | 0.78578 | 0 | 1808.8558 | 12.7702 | 0 | 10.1371 | 0 | 0 | 111.3042 | 0 | 0 | 1808.8558 | 12.7702 | 0 | 10.1371 | 0 | 0 | 0.015716 | 0.014449
2018-06-28 20:00 | 6 | 20 | 5 | 0 | 0 | 0 | 83.6773 | 83.6773 | 0 | 16.2515 | 9.7834 | 12.9006 | 12.9006 | 1359.8775 | 0 | 0 | 1359.8775 | 0 | 0 | 0 | 0 | 0 | 83.6773 | 0 | 0 | 1359.8775 | 0 | 0 | 0 | 0 | 0 | 0 | 0
2018-06-28 21:00 | 6 | 21 | 5 | 0 | 0 | 0 | 76.1924 | 76.1924 | 0 | 16.2515 | 9.7834 | 12.9006 | 12.9006 | 1238.2368 | 0 | 0 | 1238.2368 | 0 | 0 | 0 | 0 | 0 | 76.1924 | 0 | 0 | 1238.2368 | 0 | 0 | 0 | 0 | 0 | 0 | 0
2018-06-28 22:00 | 6 | 22 | 5 | 0 | 0 | 0 | 70.1763 | 70.1763 | 0 | 16.2515 | 9.7834 | 12.9006 | 12.9006 | 1140.4672 | 0 | 0 | 1140.4672 | 0 | 0 | 0 | 0 | 0 | 70.1763 | 0 | 0 | 1140.4672 | 0 | 0 | 0 | 0 | 0 | 0 | 0
2018-06-28 23:00 | 6 | 23 | 5 | 0 | 0 | 0 | 67.4178 | 67.4178 | 0 | 16.2515 | 9.7834 | 12.9006 | 12.9006 | 1095.6379 | 0 | 0 | 1095.6379 | 0 | 0 | 0 | 0 | 0 | 67.4178 | 0 | 0 | 1095.6379 | 0 | 0 | 0 | 0 | 0 | 0 | 0
2018-06-29 | 6 | 0 | 6 | 0 | 0 | 0 | 66.7776 | 66.7776 | 0 | 16.2515 | 9.7834 | 12.9006 | 12.9006 | 1085.2329 | 0 | 0 | 1085.2329 | 0 | 0 | 0 | 0 | 0 | 66.7776 | 0 | 0 | 1085.2329 | 0 | 0 | 0 | 0 | 0 | 0 | 0
2018-06-29 01:00 | 6 | 1 | 6 | 0 | 0 | 0 | 66.627 | 66.627 | 0 | 16.2515 | 9.7834 | 12.9006 | 12.9006 | 1082.7858 | 0 | 0 | 1082.7858 | 0 | 0 | 0 | 0 | 0 | 66.627 | 0 | 0 | 1082.7858 | 0 | 0 | 0 | 0 | 0 | 0 | 0
2018-06-29 02:00 | 6 | 2 | 6 | 0 | 0 | 0 | 67.0742 | 67.0742 | 0 | 16.2515 | 9.7834 | 12.9006 | 12.9006 | 1090.0538 | 0 | 0 | 1090.0538 | 0 | 0 | 0 | 0 | 0 | 67.0742 | 0 | 0 | 1090.0538 | 0 | 0 | 0 | 0 | 0 | 0 | 0
2018-06-29 03:00 | 6 | 3 | 6 | 0 | 0 | 0 | 69.6706 | 69.6706 | 0 | 16.2515 | 9.7834 | 12.9006 | 12.9006 | 1132.2486 | 0 | 0 | 1132.2486 | 0 | 0 | 0 | 0 | 0 | 69.6706 | 0 | 0 | 1132.2486 | 0 | 0 | 0 | 0 | 0 | 0 | 0
2018-06-29 04:00 | 6 | 4 | 6 | 0 | 0 | 0 | 76.0862 | 76.0862 | 0 | 16.2515 | 9.7834 | 12.9006 | 12.9006 | 1236.5119 | 0 | 0 | 1236.5119 | 0 | 0 | 0 | 0 | 0 | 76.0862 | 0 | 0 | 1236.5119 | 0 | 0 | 0 | 0 | 0 | 0 | 0
2018-06-29 05:00 | 6 | 5 | 6 | 0 | 0 | 0.0054082 | 90.0586 | 90.0586 | 0.27041 | 16.2515 | 9.7834 | 12.9006 | 12.9006 | 1463.5828 | 0.27041 | 0 | 1459.1882 | 4.3946 | 0 | 3.4885 | 0 | 0 | 89.7881 | 0 | 0 | 1459.1882 | 4.3946 | 0 | 3.4885 | 0 | 0 | 0.0054082 | 0.0049147
2018-06-29 06:00 | 6 | 6 | 6 | 0 | 0 | 0.061401 | 107.2537 | 107.2537 | 3.07 | 16.2515 | 9.7834 | 12.9006 | 12.9006 | 1743.0296 | 3.07 | 0 | 1693.1368 | 49.8928 | 0 | 39.6055 | 0 | 0 | 104.1837 | 0 | 0 | 1693.1368 | 49.8928 | 0 | 39.6055 | 0 | 0 | 0.061401 | 0.068697
2018-06-29 07:00 | 6 | 7 | 6 | 0 | 0 | 0.20257 | 133.9104 | 133.9104 | 10.1285 | 16.2515 | 9.7834 | 12.9006 | 12.9006 | 2176.2391 | 10.1285 | 0 | 2011.637 | 164.6021 | 0 | 130.663 | 0 | 0 | 123.782 | 0 | 0 | 2011.637 | 164.6021 | 0 | 130.663 | 0 | 0 | 0.20257 | 0.24958
2018-06-29 08:00 | 6 | 8 | 6 | 0 | 0 | 0.3481 | 160.7586 | 160.7586 | 17.405 | 16.2515 | 9.7834 | 12.9006 | 12.9006 | 2612.5616 | 17.405 | 0 | 2329.7042 | 282.8574 | 0 | 224.5354 | 0 | 0 | 143.3536 | 0 | 0 | 2329.7042 | 282.8574 | 0 | 224.5354 | 0 | 0 | 0.3481 | 0.43732
2018-06-29 09:00 | 6 | 9 | 6 | 0 | 0 | 0.46681 | 186.3328 | 186.3328 | 23.3407 | 16.2515 | 9.7834 | 12.9006 | 12.9006 | 3028.1797 | 23.3407 | 0 | 2648.8585 | 379.3212 | 0 | 301.1094 | 0 | 0 | 162.9921 | 0 | 0 | 2648.8585 | 379.3212 | 0 | 301.1094 | 0 | 0 | 0.46681 | 0.58463
2018-06-29 10:00 | 6 | 10 | 6 | 0 | 0 | 0.55746 | 212.5544 | 212.5544 | 27.8728 | 16.2515 | 9.7834 | 12.9006 | 12.9006 | 3454.318 | 27.8728 | 0 | 3001.3436 | 452.9744 | 0 | 359.5762 | 0 | 0 | 184.6815 | 0 | 0 | 3001.3436 | 452.9744 | 0 | 359.5762 | 0 | 0 | 0.55746 | 0.69205
2018-06-29 11:00 | 6 | 11 | 6 | 0 | 1 | 0.61723 | 232.6477 | 232.6477 | 30.8617 | 16.2515 | 9.7834 | 12.9006 | 12.9006 | 3780.8643 | 30.8617 | 0 | 3279.3175 | 501.5468 | 0 | 398.1334 | 0 | 0 | 201.7861 | 0 | 0 | 3279.3175 | 501.5468 | 0 | 398.1334 | 0 | 0 | 0.61723 | 0.75822
2018-06-29 12:00 | 6 | 12 | 6 | 0 | 1 | 0.64225 | 244.2319 | 244.2319 | 32.1125 | 16.2515 | 9.7834 | 12.9006 | 12.9006 | 3969.1234 | 32.1125 | 0 | 3447.2485 | 521.8749 | 0 | 414.2701 | 0 | 0 | 212.1194 | 0 | 0 | 3447.2485 | 521.8749 | 0 | 414.2701 | 0 | 0 | 0.64225 | 0.76611
2018-06-29 13:00 | 6 | 13 | 6 | 0 | 1 | 0.49019 | 246.1702 | 246.1702 | 24.5095 | 16.2515 | 9.7834 | 12.9006 | 12.9006 | 4000.6248 | 24.5095 | 0 | 3602.3105 | 398.3143 | 0 | 316.1863 | 0 | 0 | 221.6608 | 0 | 0 | 3602.3105 | 398.3143 | 0 | 316.1863 | 0 | 0 | 0.49019 | 0.75715
2018-06-29 14:00 | 6 | 14 | 6 | 0 | 1 | 0.43292 | 235.8168 | 235.8168 | 21.646 | 16.2515 | 9.7834 | 12.9006 | 12.9006 | 3832.366 | 21.646 | 0 | 3480.5861 | 351.7798 | 0 | 279.2468 | 0 | 0 | 214.1707 | 0 | 0 | 3480.5861 | 351.7798 | 0 | 279.2468 | 0 | 0 | 0.43292 | 0.69729
2018-06-29 15:00 | 6 | 15 | 6 | 0 | 1 | 0.31296 | 218.9637 | 218.9637 | 15.6479 | 16.2515 | 9.7834 | 12.9006 | 12.9006 | 3558.4789 | 15.6479 | 0 | 3304.1785 | 254.3004 | 0 | 201.8665 | 0 | 0 | 203.3158 | 0 | 0 | 3304.1785 | 254.3004 | 0 | 201.8665 | 0 | 0 | 0.31296 | 0.59706
2018-06-29 16:00 | 6 | 16 | 6 | 0 | 1 | 0.38068 | 197.1199 | 197.1199 | 19.0338 | 16.2515 | 9.7834 | 12.9006 | 12.9006 | 3203.4855 | 19.0338 | 0 | 2894.1585 | 309.327 | 0 | 245.5472 | 0 | 0 | 178.0861 | 0 | 0 | 2894.1585 | 309.327 | 0 | 245.5472 | 0 | 0 | 0.38068 | 0.46166
2018-06-29 17:00 | 6 | 17 | 6 | 0 | 1 | 0.19839 | 166.9139 | 166.9139 | 9.9196 | 16.2515 | 9.7834 | 12.9006 | 12.9006 | 2712.5947 | 9.9196 | 0 | 2551.3867 | 161.2079 | 0 | 127.9687 | 0 | 0 | 156.9943 | 0 | 0 | 2551.3867 | 161.2079 | 0 | 127.9687 | 0 | 0 | 0.19839 | 0.29068
2018-06-29 18:00 | 6 | 18 | 6 | 0 | 1 | 0.070417 | 138.5528 | 138.5528 | 3.5209 | 16.2515 | 9.7834 | 12.9006 | 12.9006 | 2251.6847 | 3.5209 | 0 | 2194.4655 | 57.2192 | 0 | 45.4212 | 0 | 0 | 135.0319 | 0 | 0 | 2194.4655 | 57.2192 | 0 | 45.4212 | 0 | 0 | 0.070417 | 0.10733
2018-06-29 19:00 | 6 | 19 | 6 | 0 | 0 | 0.0060848 | 117.8337 | 117.8337 | 0.30424 | 16.2515 | 9.7834 | 12.9006 | 12.9006 | 1914.9698 | 0.30424 | 0 | 1910.0254 | 4.9444 | 0 | 3.9249 | 0 | 0 | 117.5295 | 0 | 0 | 1910.0254 | 4.9444 | 0 | 3.9249 | 0 | 0 | 0.0060848 | 0.014827
2018-06-29 20:00 | 6 | 20 | 6 | 0 | 0 | 0 | 86.1717 | 86.1717 | 0 | 16.2515 | 9.7834 | 12.9006 | 12.9006 | 1400.4164 | 0 | 0 | 1400.4164 | 0 | 0 | 0 | 0 | 0 | 86.1717 | 0 | 0 | 1400.4164 | 0 | 0 | 0 | 0 | 0 | 0 | 0
2018-06-29 21:00 | 6 | 21 | 6 | 0 | 0 | 0 | 78.2734 | 78.2734 | 0 | 16.2515 | 9.7834 | 12.9006 | 12.9006 | 1272.0572 | 0 | 0 | 1272.0572 | 0 | 0 | 0 | 0 | 0 | 78.2734 | 0 | 0 | 1272.0572 | 0 | 0 | 0 | 0 | 0 | 0 | 0
2018-06-29 22:00 | 6 | 22 | 6 | 0 | 0 | 0 | 71.3611 | 71.3611 | 0 | 16.2515 | 9.7834 | 12.9006 | 12.9006 | 1159.722 | 0 | 0 | 1159.722 | 0 | 0 | 0 | 0 | 0 | 71.3611 | 0 | 0 | 1159.722 | 0 | 0 | 0 | 0 | 0 | 0 | 0
2018-06-29 23:00 | 6 | 23 | 6 | 0 | 0 | 0 | 68.927 | 68.927 | 0 | 16.2515 | 9.7834 | 12.9006 | 12.9006 | 1120.1641 | 0 | 0 | 1120.1641 | 0 | 0 | 0 | 0 | 0 | 68.927 | 0 | 0 | 1120.1641 | 0 | 0 | 0 | 0 | 0 | 0 | 0
2018-06-30 | 6 | 0 | 7 | 0 | 0 | 0 | 69.3492 | 69.3492 | 0 | 16.2515 | 9.7834 | 12.9006 | 12.9006 | 1127.0252 | 0 | 0 | 1127.0252 | 0 | 0 | 0 | 0 | 0 | 69.3492 | 0 | 0 | 1127.0252 | 0 | 0 | 0 | 0 | 0 | 0 | 0
2018-06-30 01:00 | 6 | 1 | 7 | 0 | 0 | 0 | 69.7784 | 69.7784 | 0 | 16.2515 | 9.7834 | 12.9006 | 12.9006 | 1133.9998 | 0 | 0 | 1133.9998 | 0 | 0 | 0 | 0 | 0 | 69.7784 | 0 | 0 | 1133.9998 | 0 | 0 | 0 | 0 | 0 | 0 | 0
2018-06-30 02:00 | 6 | 2 | 7 | 0 | 0 | 0 | 66.481 | 66.481 | 0 | 16.2515 | 9.7834 | 12.9006 | 12.9006 | 1080.4137 | 0 | 0 | 1080.4137 | 0 | 0 | 0 | 0 | 0 | 66.481 | 0 | 0 | 1080.4137 | 0 | 0 | 0 | 0 | 0 | 0 | 0
2018-06-30 03:00 | 6 | 3 | 7 | 0 | 0 | 0 | 65.1027 | 65.1027 | 0 | 16.2515 | 9.7834 | 12.9006 | 12.9006 | 1058.0142 | 0 | 0 | 1058.0142 | 0 | 0 | 0 | 0 | 0 | 65.1027 | 0 | 0 | 1058.0142 | 0 | 0 | 0 | 0 | 0 | 0 | 0
2018-06-30 04:00 | 6 | 4 | 7 | 0 | 0 | 0 | 65.182 | 65.182 | 0 | 16.2515 | 9.7834 | 12.9006 | 12.9006 | 1059.3022 | 0 | 0 | 1059.3022 | 0 | 0 | 0 | 0 | 0 | 65.182 | 0 | 0 | 1059.3022 | 0 | 0 | 0 | 0 | 0 | 0 | 0
2018-06-30 05:00 | 6 | 5 | 7 | 0 | 0 | 0.0051365 | 68.0763 | 68.0763 | 0.25682 | 16.2515 | 9.7834 | 12.9006 | 12.9006 | 1106.3397 | 0.25682 | 0 | 1102.1659 | 4.1738 | 0 | 3.3132 | 0 | 0 | 67.8195 | 0 | 0 | 1102.1659 | 4.1738 | 0 | 3.3132 | 0 | 0 | 0.0051365 | 0.0044827
2018-06-30 06:00 | 6 | 6 | 7 | 0 | 0 | 0.063269 | 66.473 | 66.473 | 3.1635 | 16.2515 | 9.7834 | 12.9006 | 12.9006 | 1080.2833 | 3.1635 | 0 | 1028.8723 | 51.411 | 0 | 40.8106 | 0 | 0 | 63.3095 | 0 | 0 | 1028.8723 | 51.411 | 0 | 40.8106 | 0 | 0 | 0.063269 | 0.067914
2018-06-30 07:00 | 6 | 7 | 7 | 0 | 0 | 0.20196 | 69.5293 | 69.5293 | 10.0978 | 16.2515 | 9.7834 | 12.9006 | 12.9006 | 1129.9531 | 10.0978 | 0 | 965.8492 | 164.104 | 0 | 130.2676 | 0 | 0 | 59.4315 | 0 | 0 | 965.8492 | 164.104 | 0 | 130.2676 | 0 | 0 | 0.20196 | 0.23681
2018-06-30 08:00 | 6 | 8 | 7 | 0 | 0 | 0.35459 | 68.9236 | 68.9236 | 17.7294 | 16.2515 | 9.7834 | 12.9006 | 12.9006 | 1120.1082 | 17.7294 | 0 | 831.9788 | 288.1294 | 0 | 228.7203 | 0 | 0 | 51.1941 | 0 | 0 | 831.9788 | 288.1294 | 0 | 228.7203 | 0 | 0 | 0.35459 | 0.35526
2018-06-30 09:00 | 6 | 9 | 7 | 0 | 0 | 0.47901 | 75.1923 | 75.1923 | 23.9505 | 16.2515 | 9.7834 | 12.9006 | 12.9006 | 1221.9839 | 23.9505 | 0 | 832.7526 | 389.2313 | 0 | 308.9762 | 0 | 0 | 51.2417 | 0 | 0 | 832.7526 | 389.2313 | 0 | 308.9762 | 0 | 0 | 0.47901 | 0.48327
2018-06-30 10:00 | 6 | 10 | 7 | 0 | 0 | 0.5742 | 82.6129 | 82.6129 | 28.71 | 16.2515 | 9.7834 | 12.9006 | 12.9006 | 1342.5797 | 28.71 | 0 | 875.9995 | 466.5801 | 0 | 370.3765 | 0 | 0 | 53.9028 | 0 | 0 | 875.9995 | 466.5801 | 0 | 370.3765 | 0 | 0 | 0.5742 | 0.63917
2018-06-30 11:00 | 6 | 11 | 7 | 0 | 1 | 0.63793 | 84.0392 | 84.0392 | 31.8963 | 16.2515 | 9.7834 | 12.9006 | 12.9006 | 1365.7602 | 31.8963 | 0 | 847.3988 | 518.3613 | 0 | 411.481 | 0 | 0 | 52.1429 | 0 | 0 | 847.3988 | 518.3613 | 0 | 411.481 | 0 | 0 | 0.63793 | 0.69758
2018-06-30 12:00 | 6 | 12 | 7 | 0 | 1 | 0.49325 | 90.3492 | 90.3492 | 24.6626 | 16.2515 | 9.7834 | 12.9006 | 12.9006 | 1468.3056 | 24.6626 | 0 | 1067.5024 | 400.8032 | 0 | 318.162 | 0 | 0 | 65.6866 | 0 | 0 | 1067.5024 | 400.8032 | 0 | 318.162 | 0 | 0 | 0.49325 | 0.72016
2018-06-30 13:00 | 6 | 13 | 7 | 0 | 1 | 0.64951 | 93.2371 | 93.2371 | 32.4757 | 16.2515 | 9.7834 | 12.9006 | 12.9006 | 1515.2383 | 32.4757 | 0 | 987.4616 | 527.7766 | 0 | 418.955 | 0 | 0 | 60.7614 | 0 | 0 | 987.4616 | 527.7766 | 0 | 418.955 | 0 | 0 | 0.64951 | 0.70424
2018-06-30 14:00 | 6 | 14 | 7 | 0 | 1 | 0.32167 | 90.4712 | 90.4712 | 16.0836 | 16.2515 | 9.7834 | 12.9006 | 12.9006 | 1470.2884 | 16.0836 | 0 | 1208.9065 | 261.3819 | 0 | 207.4879 | 0 | 0 | 74.3876 | 0 | 0 | 1208.9065 | 261.3819 | 0 | 207.4879 | 0 | 0 | 0.32167 | 0.47638
2018-06-30 15:00 | 6 | 15 | 7 | 0 | 1 | 0.38166 | 94.8674 | 94.8674 | 19.0831 | 16.2515 | 9.7834 | 12.9006 | 12.9006 | 1541.7331 | 19.0831 | 0 | 1231.6049 | 310.1282 | 0 | 246.1832 | 0 | 0 | 75.7843 | 0 | 0 | 1231.6049 | 310.1282 | 0 | 246.1832 | 0 | 0 | 0.38166 | 0.43383
2018-06-30 16:00 | 6 | 16 | 7 | 0 | 1 | 0.39291 | 98.9853 | 98.9853 | 19.6456 | 16.2515 | 9.7834 | 12.9006 | 12.9006 | 1608.6561 | 19.6456 | 0 | 1289.3857 | 319.2704 | 0 | 253.4404 | 0 | 0 | 79.3397 | 0 | 0 | 1289.3857 | 319.2704 | 0 | 253.4404 | 0 | 0 | 0.39291 | 0.30615
2018-06-30 17:00 | 6 | 17 | 7 | 0 | 1 | 0.24721 | 94.0659 | 94.0659 | 12.3607 | 16.2515 | 9.7834 | 12.9006 | 12.9006 | 1528.7082 | 12.3607 | 0 | 1327.828 | 200.8802 | 0 | 159.4609 | 0 | 0 | 81.7052 | 0 | 0 | 1327.828 | 200.8802 | 0 | 159.4609 | 0 | 0 | 0.24721 | 0.21327
2018-06-30 18:00 | 6 | 18 | 7 | 0 | 1 | 0.094717 | 91.81 | 91.81 | 4.7359 | 16.2515 | 9.7834 | 12.9006 | 12.9006 | 1492.0464 | 4.7359 | 0 | 1415.0817 | 76.9647 | 0 | 61.0954 | 0 | 0 | 87.0741 | 0 | 0 | 1415.0817 | 76.9647 | 0 | 61.0954 | 0 | 0 | 0.094717 | 0.1048
2018-06-30 19:00 | 6 | 19 | 7 | 0 | 0 | 0.01731 | 87.2189 | 87.2189 | 0.8655 | 16.2515 | 9.7834 | 12.9006 | 12.9006 | 1417.4341 | 0.8655 | 0 | 1403.3685 | 14.0656 | 0 | 11.1655 | 0 | 0 | 86.3534 | 0 | 0 | 1403.3685 | 14.0656 | 0 | 11.1655 | 0 | 0 | 0.01731 | 0.006108
2018-06-30 20:00 | 6 | 20 | 7 | 0 | 0 | 0 | 74.3967 | 74.3967 | 0 | 16.2515 | 9.7834 | 12.9006 | 12.9006 | 1209.0546 | 0 | 0 | 1209.0546 | 0 | 0 | 0 | 0 | 0 | 74.3967 | 0 | 0 | 1209.0546 | 0 | 0 | 0 | 0 | 0 | 0 | 0
2018-06-30 21:00 | 6 | 21 | 7 | 0 | 0 | 0 | 75.1794 | 75.1794 | 0 | 16.2515 | 9.7834 | 12.9006 | 12.9006 | 1221.7744 | 0 | 0 | 1221.7744 | 0 | 0 | 0 | 0 | 0 | 75.1794 | 0 | 0 | 1221.7744 | 0 | 0 | 0 | 0 | 0 | 0 | 0
2018-06-30 22:00 | 6 | 22 | 7 | 0 | 0 | 0 | 73.3646 | 73.3646 | 0 | 16.2515 | 9.7834 | 12.9006 | 12.9006 | 1192.2821 | 0 | 0 | 1192.2821 | 0 | 0 | 0 | 0 | 0 | 73.3646 | 0 | 0 | 1192.2821 | 0 | 0 | 0 | 0 | 0 | 0 | 0
2018-06-30 23:00 | 6 | 23 | 7 | 0 | 0 | 0 | 69.636 | 69.636 | 0 | 16.2515 | 9.7834 | 12.9006 | 12.9006 | 1131.686 | 0 | 0 | 1131.686 | 0 | 0 | 0 | 0 | 0 | 69.636 | 0 | 0 | 1131.686 | 0 | 0 | 0 | 0 | 0 | 0 | 0
2018-07-01 | 7 | 0 | 1 | 1 | 0 | 0 | 64.0003 | 64.0003 | 0 | 16.2515 | 9.7834 | 12.9006 | 12.9006 | 1040.0978 | 0 | 0 | 1040.0978 | 0 | 0 | 0 | 0 | 0 | 64.0003 | 0 | 0 | 1040.0978 | 0 | 0 | 0 | 0 | 0 | 0 | 0
2018-07-01 01:00 | 7 | 1 | 1 | 1 | 0 | 0 | 63.5478 | 63.5478 | 0 | 16.2515 | 9.7834 | 12.9006 | 12.9006 | 1032.7451 | 0 | 0 | 1032.7451 | 0 | 0 | 0 | 0 | 0 | 63.5478 | 0 | 0 | 1032.7451 | 0 | 0 | 0 | 0 | 0 | 0 | 0
2018-07-01 02:00 | 7 | 2 | 1 | 1 | 0 | 0 | 59.5135 | 59.5135 | 0 | 16.2515 | 9.7834 | 12.9006 | 12.9006 | 967.1818 | 0 | 0 | 967.1818 | 0 | 0 | 0 | 0 | 0 | 59.5135 | 0 | 0 | 967.1818 | 0 | 0 | 0 | 0 | 0 | 0 | 0
2018-07-01 03:00 | 7 | 3 | 1 | 1 | 0 | 0 | 58.3123 | 58.3123 | 0 | 16.2515 | 9.7834 | 12.9006 | 12.9006 | 947.6595 | 0 | 0 | 947.6595 | 0 | 0 | 0 | 0 | 0 | 58.3123 | 0 | 0 | 947.6595 | 0 | 0 | 0 | 0 | 0 | 0 | 0
2018-07-01 04:00 | 7 | 4 | 1 | 1 | 0 | 0 | 59.456 | 59.456 | 0 | 16.2515 | 9.7834 | 12.9006 | 12.9006 | 966.246 | 0 | 0 | 966.246 | 0 | 0 | 0 | 0 | 0 | 59.456 | 0 | 0 | 966.246 | 0 | 0 | 0 | 0 | 0 | 0 | 0
2018-07-01 05:00 | 7 | 5 | 1 | 1 | 0 | 0.0054551 | 45.6615 | 45.6615 | 0.27275 | 16.2515 | 9.7834 | 12.9006 | 12.9006 | 742.0656 | 0.27275 | 0 | 737.633 | 4.4326 | 0 | 3.5187 | 0 | 0 | 45.3887 | 0 | 0 | 737.633 | 4.4326 | 0 | 3.5187 | 0 | 0 | 0.0054551 | 0.0053933
2018-07-01 06:00 | 7 | 6 | 1 | 1 | 0 | 0.053579 | 51.9187 | 51.9187 | 2.679 | 16.2515 | 9.7834 | 12.9006 | 12.9006 | 843.7547 | 2.679 | 0 | 800.2175 | 43.5372 | 0 | 34.5603 | 0 | 0 | 49.2397 | 0 | 0 | 800.2175 | 43.5372 | 0 | 34.5603 | 0 | 0 | 0.053579 | 0.037811
2018-07-01 07:00 | 7 | 7 | 1 | 1 | 0 | 0.030518 | 61.8083 | 61.8083 | 1.5259 | 16.2515 | 9.7834 | 12.9006 | 12.9006 | 1004.4754 | 1.5259 | 0 | 979.6773 | 24.7981 | 0 | 19.685 | 0 | 0 | 60.2824 | 0 | 0 | 979.6773 | 24.7981 | 0 | 19.685 | 0 | 0 | 0.030518 | 0.038654
2018-07-01 08:00 | 7 | 8 | 1 | 1 | 0 | 0.062499 | 63.9437 | 63.9437 | 3.1249 | 16.2515 | 9.7834 | 12.9006 | 12.9006 | 1039.179 | 3.1249 | 0 | 988.3942 | 50.7848 | 0 | 40.3136 | 0 | 0 | 60.8188 | 0 | 0 | 988.3942 | 50.7848 | 0 | 40.3136 | 0 | 0 | 0.062499 | 0.058346
2018-07-01 09:00 | 7 | 9 | 1 | 1 | 0 | 0.09804 | 68.8675 | 68.8675 | 4.902 | 16.2515 | 9.7834 | 12.9006 | 12.9006 | 1119.1966 | 4.902 | 0 | 1039.5317 | 79.665 | 0 | 63.2389 | 0 | 0 | 63.9654 | 0 | 0 | 1039.5317 | 79.665 | 0 | 63.2389 | 0 | 0 | 0.09804 | 0.12919
2018-07-01 10:00 | 7 | 10 | 1 | 1 | 0 | 0.18926 | 75.1572 | 75.1572 | 9.4631 | 16.2515 | 9.7834 | 12.9006 | 12.9006 | 1221.4137 | 9.4631 | 0 | 1067.6237 | 153.79 | 0 | 122.0802 | 0 | 0 | 65.694 | 0 | 0 | 1067.6237 | 153.79 | 0 | 122.0802 | 0 | 0 | 0.18926 | 0.2999
2018-07-01 11:00 | 7 | 11 | 1 | 1 | 1 | 0.14924 | 76.2302 | 76.2302 | 7.4622 | 16.2515 | 9.7834 | 12.9006 | 12.9006 | 1238.8523 | 7.4622 | 0 | 1117.5806 | 121.2716 | 0 | 96.2668 | 0 | 0 | 68.768 | 0 | 0 | 1117.5806 | 121.2716 | 0 | 96.2668 | 0 | 0 | 0.14924 | 0.29885
2018-07-01 12:00 | 7 | 12 | 1 | 1 | 1 | 0.47712 | 84.0486 | 84.0486 | 23.8559 | 16.2515 | 9.7834 | 12.9006 | 12.9006 | 1365.9129 | 23.8559 | 0 | 978.2198 | 387.6931 | 0 | 307.7551 | 0 | 0 | 60.1927 | 0 | 0 | 978.2198 | 387.6931 | 0 | 307.7551 | 0 | 0 | 0.47712 | 0.41708
2018-07-01 13:00 | 7 | 13 | 1 | 1 | 1 | 0.36022 | 94.5231 | 94.5231 | 18.0112 | 16.2515 | 9.7834 | 12.9006 | 12.9006 | 1536.1384 | 18.0112 | 0 | 1243.431 | 292.7074 | 0 | 232.3544 | 0 | 0 | 76.512 | 0 | 0 | 1243.431 | 292.7074 | 0 | 232.3544 | 0 | 0 | 0.36022 | 0.52106
2018-07-01 14:00 | 7 | 14 | 1 | 1 | 1 | 0.20131 | 98.9369 | 98.9369 | 10.0657 | 16.2515 | 9.7834 | 12.9006 | 12.9006 | 1607.8684 | 10.0657 | 0 | 1444.2861 | 163.5823 | 0 | 129.8534 | 0 | 0 | 88.8712 | 0 | 0 | 1444.2861 | 163.5823 | 0 | 129.8534 | 0 | 0 | 0.20131 | 0.46972
2018-07-01 15:00 | 7 | 15 | 1 | 1 | 1 | 0.29603 | 104.438 | 104.438 | 14.8015 | 16.2515 | 9.7834 | 12.9006 | 12.9006 | 1697.2698 | 14.8015 | 0 | 1456.7231 | 240.5467 | 0 | 190.9487 | 0 | 0 | 89.6365 | 0 | 0 | 1456.7231 | 240.5467 | 0 | 190.9487 | 0 | 0 | 0.29603 | 0.5136
2018-07-01 16:00 | 7 | 16 | 1 | 1 | 1 | 0.37067 | 108.3581 | 108.3581 | 18.5333 | 16.2515 | 9.7834 | 12.9006 | 12.9006 | 1760.9768 | 18.5333 | 0 | 1459.7845 | 301.1923 | 0 | 239.0898 | 0 | 0 | 89.8248 | 0 | 0 | 1459.7845 | 301.1923 | 0 | 239.0898 | 0 | 0 | 0.37067 | 0.43089
2018-07-01 17:00 | 7 | 17 | 1 | 1 | 1 | 0.24381 | 68.075 | 68.075 | 12.1905 | 16.2515 | 9.7834 | 12.9006 | 12.9006 | 1106.3175 | 12.1905 | 0 | 908.2042 | 198.1134 | 0 | 157.2646 | 0 | 0 | 55.8845 | 0 | 0 | 908.2042 | 198.1134 | 0 | 157.2646 | 0 | 0 | 0.24381 | 0.23794
2018-07-01 18:00 | 7 | 18 | 1 | 1 | 1 | 0.085687 | 58.5873 | 58.5873 | 4.2844 | 16.2515 | 9.7834 | 12.9006 | 12.9006 | 952.1287 | 4.2844 | 0 | 882.5014 | 69.6273 | 0 | 55.2709 | 0 | 0 | 54.3029 | 0 | 0 | 882.5014 | 69.6273 | 0 | 55.2709 | 0 | 0 | 0.085687 | 0.077124
2018-07-01 19:00 | 7 | 19 | 1 | 1 | 0 | 0.018048 | 55.9155 | 55.9155 | 0.90241 | 16.2515 | 9.7834 | 12.9006 | 12.9006 | 908.7078 | 0.90241 | 0 | 894.0424 | 14.6654 | 0 | 11.6416 | 0 | 0 | 55.0131 | 0 | 0 | 894.0424 | 14.6654 | 0 | 11.6416 | 0 | 0 | 0.018048 | 0.01992
2018-07-01 20:00 | 7 | 20 | 1 | 1 | 0 | 0 | 64.3878 | 64.3878 | 0 | 16.2515 | 9.7834 | 12.9006 | 12.9006 | 1046.3951 | 0 | 0 | 1046.3951 | 0 | 0 | 0 | 0 | 0 | 64.3878 | 0 | 0 | 1046.3951 | 0 | 0 | 0 | 0 | 0 | 0 | 0
2018-07-01 21:00 | 7 | 21 | 1 | 1 | 0 | 0 | 67.8802 | 67.8802 | 0 | 16.2515 | 9.7834 | 12.9006 | 12.9006 | 1103.1522 | 0 | 0 | 1103.1522 | 0 | 0 | 0 | 0 | 0 | 67.8802 | 0 | 0 | 1103.1522 | 0 | 0 | 0 | 0 | 0 | 0 | 0
2018-07-01 22:00 | 7 | 22 | 1 | 1 | 0 | 0 | 67.8396 | 67.8396 | 0 | 16.2515 | 9.7834 | 12.9006 | 12.9006 | 1102.4928 | 0 | 0 | 1102.4928 | 0 | 0 | 0 | 0 | 0 | 67.8396 | 0 | 0 | 1102.4928 | 0 | 0 | 0 | 0 | 0 | 0 | 0
2018-07-01 23:00 | 7 | 23 | 1 | 1 | 0 | 0 | 66.6399 | 66.6399 | 0 | 16.2515 | 9.7834 | 12.9006 | 12.9006 | 1082.9953 | 0 | 0 | 1082.9953 | 0 | 0 | 0 | 0 | 0 | 66.6399 | 0 | 0 | 1082.9953 | 0 | 0 | 0 | 0 | 0 | 0 | 0
2018-07-02 | 7 | 0 | 2 | 1 | 0 | 0 | 67.0091 | 67.0091 | 0 | 16.2515 | 9.7834 | 12.9006 | 12.9006 | 1088.9956 | 0 | 0 | 1088.9956 | 0 | 0 | 0 | 0 | 0 | 67.0091 | 0 | 0 | 1088.9956 | 0 | 0 | 0 | 0 | 0 | 0 | 0
2018-07-02 01:00 | 7 | 1 | 2 | 1 | 0 | 0 | 67.8699 | 67.8699 | 0 | 16.2515 | 9.7834 | 12.9006 | 12.9006 | 1102.9853 | 0 | 0 | 1102.9853 | 0 | 0 | 0 | 0 | 0 | 67.8699 | 0 | 0 | 1102.9853 | 0 | 0 | 0 | 0 | 0 | 0 | 0
2018-07-02 02:00 | 7 | 2 | 2 | 1 | 0 | 0 | 69.0352 | 69.0352 | 0 | 16.2515 | 9.7834 | 12.9006 | 12.9006 | 1121.9225 | 0 | 0 | 1121.9225 | 0 | 0 | 0 | 0 | 0 | 69.0352 | 0 | 0 | 1121.9225 | 0 | 0 | 0 | 0 | 0 | 0 | 0
2018-07-02 03:00 | 7 | 3 | 2 | 1 | 0 | 0 | 71.7984 | 71.7984 | 0 | 16.2515 | 9.7834 | 12.9006 | 12.9006 | 1166.8281 | 0 | 0 | 1166.8281 | 0 | 0 | 0 | 0 | 0 | 71.7984 | 0 | 0 | 1166.8281 | 0 | 0 | 0 | 0 | 0 | 0 | 0
2018-07-02 04:00 | 7 | 4 | 2 | 1 | 0 | 0 | 78.7671 | 78.7671 | 0 | 16.2515 | 9.7834 | 12.9006 | 12.9006 | 1280.0807 | 0 | 0 | 1280.0807 | 0 | 0 | 0 | 0 | 0 | 78.7671 | 0 | 0 | 1280.0807 | 0 | 0 | 0 | 0 | 0 | 0 | 0
2018-07-02 05:00 | 7 | 5 | 2 | 1 | 0 | 0.0044725 | 75.9906 | 75.9906 | 0.22362 | 16.2515 | 9.7834 | 12.9006 | 12.9006 | 1234.9581 | 0.22362 | 0 | 1231.3239 | 3.6342 | 0 | 2.8849 | 0 | 0 | 75.767 | 0 | 0 | 1231.3239 | 3.6342 | 0 | 2.8849 | 0 | 0 | 0.0044725 | 0.0056573
2018-07-02 06:00 | 7 | 6 | 2 | 1 | 0 | 0.06316 | 102.9922 | 102.9922 | 3.158 | 16.2515 | 9.7834 | 12.9006 | 12.9006 | 1673.7728 | 3.158 | 0 | 1622.451 | 51.3218 | 0 | 40.7398 | 0 | 0 | 99.8342 | 0 | 0 | 1622.451 | 51.3218 | 0 | 40.7398 | 0 | 0 | 0.06316 | 0.074286
2018-07-02 07:00 | 7 | 7 | 2 | 1 | 0 | 0.21535 | 122.2863 | 122.2863 | 10.7677 | 16.2515 | 9.7834 | 12.9006 | 12.9006 | 1987.3312 | 10.7677 | 0 | 1812.3404 | 174.9908 | 0 | 138.9097 | 0 | 0 | 111.5186 | 0 | 0 | 1812.3404 | 174.9908 | 0 | 138.9097 | 0 | 0 | 0.21535 | 0.23583
2018-07-02 08:00 | 7 | 8 | 2 | 1 | 0 | 0.38026 | 144.7149 | 144.7149 | 19.0132 | 16.2515 | 9.7834 | 12.9006 | 12.9006 | 2351.8279 | 19.0132 | 0 | 2042.8357 | 308.9922 | 0 | 245.2815 | 0 | 0 | 125.7017 | 0 | 0 | 2042.8357 | 308.9922 | 0 | 245.2815 | 0 | 0 | 0.38026 | 0.38583
2018-07-02 09:00 | 7 | 9 | 2 | 1 | 0 | 0.51286 | 169.5498 | 169.5498 | 25.6429 | 16.2515 | 9.7834 | 12.9006 | 12.9006 | 2755.4311 | 25.6429 | 0 | 2338.6966 | 416.7345 | 0 | 330.8085 | 0 | 0 | 143.9069 | 0 | 0 | 2338.6966 | 416.7345 | 0 | 330.8085 | 0 | 0 | 0.51286 | 0.56196
2018-07-02 10:00 | 7 | 10 | 2 | 1 | 0 | 0.61034 | 198.8113 | 198.8113 | 30.5171 | 16.2515 | 9.7834 | 12.9006 | 12.9006 | 3230.9735 | 30.5171 | 0 | 2735.027 | 495.9465 | 0 | 393.6879 | 0 | 0 | 168.2943 | 0 | 0 | 2735.027 | 495.9465 | 0 | 393.6879 | 0 | 0 | 0.61034 | 0.6695
2018-07-02 11:00 | 7 | 11 | 2 | 1 | 1 | 0.45852 | 221.146 | 221.146 | 22.926 | 16.2515 | 9.7834 | 12.9006 | 12.9006 | 3593.9454 | 22.926 | 0 | 3221.3645 | 372.5809 | 0 | 295.7589 | 0 | 0 | 198.22 | 0 | 0 | 3221.3645 | 372.5809 | 0 | 295.7589 | 0 | 0 | 0.45852 | 0.60584
2018-07-02 12:00 | 7 | 12 | 2 | 1 | 1 | 0.69241 | 235.3118 | 235.3118 | 34.6206 | 16.2515 | 9.7834 | 12.9006 | 12.9006 | 3824.159 | 34.6206 | 0 | 3261.5238 | 562.6352 | 0 | 446.6261 | 0 | 0 | 200.6912 | 0 | 0 | 3261.5238 | 562.6352 | 0 | 446.6261 | 0 | 0 | 0.69241 | 0.56537
2018-07-02 13:00 | 7 | 13 | 2 | 1 | 1 | 0.67308 | 240.4187 | 240.4187 | 33.654 | 16.2515 | 9.7834 | 12.9006 | 12.9006 | 3907.1542 | 33.654 | 0 | 3360.2285 | 546.9257 | 0 | 434.1557 | 0 | 0 | 206.7648 | 0 | 0 | 3360.2285 | 546.9257 | 0 | 434.1557 | 0 | 0 | 0.67308 | 0.69679
2018-07-02 14:00 | 7 | 14 | 2 | 1 | 1 | 0.62356 | 233.7727 | 233.7727 | 31.1781 | 16.2515 | 9.7834 | 12.9006 | 12.9006 | 3799.1468 | 31.1781 | 0 | 3292.4581 | 506.6887 | 0 | 402.2152 | 0 | 0 | 202.5946 | 0 | 0 | 3292.4581 | 506.6887 | 0 | 402.2152 | 0 | 0 | 0.62356 | 0.61819
2018-07-02 15:00 | 7 | 15 | 2 | 1 | 1 | 0.53881 | 213.0902 | 213.0902 | 26.9406 | 16.2515 | 9.7834 | 12.9006 | 12.9006 | 3463.0266 | 26.9406 | 0 | 3025.2018 | 437.8248 | 0 | 347.5502 | 0 | 0 | 186.1496 | 0 | 0 | 3025.2018 | 437.8248 | 0 | 347.5502 | 0 | 0 | 0.53881 | 0.58955
2018-07-02 16:00 | 7 | 16 | 2 | 1 | 1 | 0.41983 | 192.5067 | 192.5067 | 20.9913 | 16.2515 | 9.7834 | 12.9006 | 12.9006 | 3128.5141 | 20.9913 | 0 | 2787.3749 | 341.1392 | 0 | 270.8001 | 0 | 0 | 171.5154 | 0 | 0 | 2787.3749 | 341.1392 | 0 | 270.8001 | 0 | 0 | 0.41983 | 0.45926
2018-07-02 17:00 | 7 | 17 | 2 | 1 | 1 | 0.26587 | 113.3346 | 113.3346 | 13.2933 | 16.2515 | 9.7834 | 12.9006 | 12.9006 | 1841.8515 | 13.2933 | 0 | 1625.8161 | 216.0355 | 0 | 171.4914 | 0 | 0 | 100.0413 | 0 | 0 | 1625.8161 | 216.0355 | 0 | 171.4914 | 0 | 0 | 0.26587 | 0.29052
2018-07-02 18:00 | 7 | 18 | 2 | 1 | 1 | 0.097572 | 83.0859 | 83.0859 | 4.8786 | 16.2515 | 9.7834 | 12.9006 | 12.9006 | 1350.2673 | 4.8786 | 0 | 1270.9831 | 79.2843 | 0 | 62.9367 | 0 | 0 | 78.2073 | 0 | 0 | 1270.9831 | 79.2843 | 0 | 62.9367 | 0 | 0 | 0.097572 | 0.10965
2018-07-02 19:00 | 7 | 19 | 2 | 1 | 0 | 0.013386 | 74.8376 | 74.8376 | 0.66928 | 16.2515 | 9.7834 | 12.9006 | 12.9006 | 1216.2196 | 0.66928 | 0 | 1205.3428 | 10.8768 | 0 | 8.6341 | 0 | 0 | 74.1683 | 0 | 0 | 1205.3428 | 10.8768 | 0 | 8.6341 | 0 | 0 | 0.013386 | 0.016288
2018-07-02 20:00 | 7 | 20 | 2 | 1 | 0 | 0 | 79.7859 | 79.7859 | 0 | 16.2515 | 9.7834 | 12.9006 | 12.9006 | 1296.6363 | 0 | 0 | 1296.6363 | 0 | 0 | 0 | 0 | 0 | 79.7859 | 0 | 0 | 1296.6363 | 0 | 0 | 0 | 0 | 0 | 0 | 0
2018-07-02 21:00 | 7 | 21 | 2 | 1 | 0 | 0 | 78.0763 | 78.0763 | 0 | 16.2515 | 9.7834 | 12.9006 | 12.9006 | 1268.8529 | 0 | 0 | 1268.8529 | 0 | 0 | 0 | 0 | 0 | 78.0763 | 0 | 0 | 1268.8529 | 0 | 0 | 0 | 0 | 0 | 0 | 0
2018-07-02 22:00 | 7 | 22 | 2 | 1 | 0 | 0 | 71.6135 | 71.6135 | 0 | 16.2515 | 9.7834 | 12.9006 | 12.9006 | 1163.8234 | 0 | 0 | 1163.8234 | 0 | 0 | 0 | 0 | 0 | 71.6135 | 0 | 0 | 1163.8234 | 0 | 0 | 0 | 0 | 0 | 0 | 0
2018-07-02 23:00 | 7 | 23 | 2 | 1 | 0 | 0 | 69.6503 | 69.6503 | 0 | 16.2515 | 9.7834 | 12.9006 | 12.9006 | 1131.9191 | 0 | 0 | 1131.9191 | 0 | 0 | 0 | 0 | 0 | 69.6503 | 0 | 0 | 1131.9191 | 0 | 0 | 0 | 0 | 0 | 0 | 0
2018-07-03 | 7 | 0 | 3 | 1 | 0 | 0 | 69.1272 | 69.1272 | 0 | 16.2515 | 9.7834 | 12.9006 | 12.9006 | 1123.4171 | 0 | 0 | 1123.4171 | 0 | 0 | 0 | 0 | 0 | 69.1272 | 0 | 0 | 1123.4171 | 0 | 0 | 0 | 0 | 0 | 0 | 0
2018-07-03 01:00 | 7 | 1 | 3 | 1 | 0 | 0 | 69.397 | 69.397 | 0 | 16.2515 | 9.7834 | 12.9006 | 12.9006 | 1127.8026 | 0 | 0 | 1127.8026 | 0 | 0 | 0 | 0 | 0 | 69.397 | 0 | 0 | 1127.8026 | 0 | 0 | 0 | 0 | 0 | 0 | 0
2018-07-03 02:00 | 7 | 2 | 3 | 1 | 0 | 0 | 70.2369 | 70.2369 | 0 | 16.2515 | 9.7834 | 12.9006 | 12.9006 | 1141.4516 | 0 | 0 | 1141.4516 | 0 | 0 | 0 | 0 | 0 | 70.2369 | 0 | 0 | 1141.4516 | 0 | 0 | 0 | 0 | 0 | 0 | 0
2018-07-03 03:00 | 7 | 3 | 3 | 1 | 0 | 0 | 73.2662 | 73.2662 | 0 | 16.2515 | 9.7834 | 12.9006 | 12.9006 | 1190.6825 | 0 | 0 | 1190.6825 | 0 | 0 | 0 | 0 | 0 | 73.2662 | 0 | 0 | 1190.6825 | 0 | 0 | 0 | 0 | 0 | 0 | 0
2018-07-03 04:00 | 7 | 4 | 3 | 1 | 0 | 0 | 80.0772 | 80.0772 | 0 | 16.2515 | 9.7834 | 12.9006 | 12.9006 | 1301.3716 | 0 | 0 | 1301.3716 | 0 | 0 | 0 | 0 | 0 | 80.0772 | 0 | 0 | 1301.3716 | 0 | 0 | 0 | 0 | 0 | 0 | 0
2018-07-03 05:00 | 7 | 5 | 3 | 1 | 0 | 0.0047622 | 77.6939 | 77.6939 | 0.23811 | 16.2515 | 9.7834 | 12.9006 | 12.9006 | 1262.6386 | 0.23811 | 0 | 1258.769 | 3.8696 | 0 | 3.0717 | 0 | 0 | 77.4558 | 0 | 0 | 1258.769 | 3.8696 | 0 | 3.0717 | 0 | 0 | 0.0047622 | 0.004745
2018-07-03 06:00 | 7 | 6 | 3 | 1 | 0 | 0.054765 | 111.5877 | 111.5877 | 2.7383 | 16.2515 | 9.7834 | 12.9006 | 12.9006 | 1813.4619 | 2.7383 | 0 | 1768.9613 | 44.5006 | 0 | 35.3251 | 0 | 0 | 108.8494 | 0 | 0 | 1768.9613 | 44.5006 | 0 | 35.3251 | 0 | 0 | 0.054765 | 0.065107
2018-07-03 07:00 | 7 | 7 | 3 | 1 | 0 | 0.21087 | 137.6198 | 137.6198 | 10.5437 | 16.2515 | 9.7834 | 12.9006 | 12.9006 | 2236.5215 | 10.5437 | 0 | 2065.1711 | 171.3505 | 0 | 136.0199 | 0 | 0 | 127.0761 | 0 | 0 | 2065.1711 | 171.3505 | 0 | 136.0199 | 0 | 0 | 0.21087 | 0.21802
2018-07-03 08:00 | 7 | 8 | 3 | 1 | 0 | 0.33621 | 163.6945 | 163.6945 | 16.8107 | 16.2515 | 9.7834 | 12.9006 | 12.9006 | 2660.2742 | 16.8107 | 0 | 2387.075 | 273.1992 | 0 | 216.8686 | 0 | 0 | 146.8838 | 0 | 0 | 2387.075 | 273.1992 | 0 | 216.8686 | 0 | 0 | 0.33621 | 0.40818
2018-07-03 09:00 | 7 | 9 | 3 | 1 | 0 | 0.48801 | 187.2762 | 187.2762 | 24.4003 | 16.2515 | 9.7834 | 12.9006 | 12.9006 | 3043.511 | 24.4003 | 0 | 2646.9706 | 396.5404 | 0 | 314.7782 | 0 | 0 | 162.8759 | 0 | 0 | 2646.9706 | 396.5404 | 0 | 314.7782 | 0 | 0 | 0.48801 | 0.55873
2018-07-03 10:00 | 7 | 10 | 3 | 1 | 0 | 0.55984 | 210.8829 | 210.8829 | 27.9918 | 16.2515 | 9.7834 | 12.9006 | 12.9006 | 3427.1538 | 27.9918 | 0 | 2972.2463 | 454.9075 | 0 | 361.1107 | 0 | 0 | 182.8911 | 0 | 0 | 2972.2463 | 454.9075 | 0 | 361.1107 | 0 | 0 | 0.55984 | 0.58403
2018-07-03 11:00 | 7 | 11 | 3 | 1 | 1 | 0.58892 | 226.93 | 226.93 | 29.4462 | 16.2515 | 9.7834 | 12.9006 | 12.9006 | 3687.9434 | 29.4462 | 0 | 3209.3997 | 478.5436 | 0 | 379.8733 | 0 | 0 | 197.4838 | 0 | 0 | 3209.3997 | 478.5436 | 0 | 379.8733 | 0 | 0 | 0.58892 | 0.61672
2018-07-03 12:00 | 7 | 12 | 3 | 1 | 1 | 0.49013 | 233.9821 | 233.9821 | 24.5065 | 16.2515 | 9.7834 | 12.9006 | 12.9006 | 3802.5506 | 24.5065 | 0 | 3404.2842 | 398.2663 | 0 | 316.1483 | 0 | 0 | 209.4756 | 0 | 0 | 3404.2842 | 398.2663 | 0 | 316.1483 | 0 | 0 | 0.49013 | 0.58676
2018-07-03 13:00 | 7 | 13 | 3 | 1 | 1 | 0.60995 | 236.4964 | 236.4964 | 30.4977 | 16.2515 | 9.7834 | 12.9006 | 12.9006 | 3843.4102 | 30.4977 | 0 | 3347.779 | 495.6312 | 0 | 393.4376 | 0 | 0 | 205.9987 | 0 | 0 | 3347.779 | 495.6312 | 0 | 393.4376 | 0 | 0 | 0.60995 | 0.60849
2018-07-03 14:00 | 7 | 14 | 3 | 1 | 1 | 0.32781 | 228.2165 | 228.2165 | 16.3905 | 16.2515 | 9.7834 | 12.9006 | 12.9006 | 3708.8501 | 16.3905 | 0 | 3442.4806 | 266.3695 | 0 | 211.4471 | 0 | 0 | 211.826 | 0 | 0 | 3442.4806 | 266.3695 | 0 | 211.4471 | 0 | 0 | 0.32781 | 0.48661
2018-07-03 15:00 | 7 | 15 | 3 | 1 | 1 | 0.40603 | 204.7669 | 204.7669 | 20.3015 | 16.2515 | 9.7834 | 12.9006 | 12.9006 | 3327.7602 | 20.3015 | 0 | 2997.8304 | 329.9298 | 0 | 261.9019 | 0 | 0 | 184.4653 | 0 | 0 | 2997.8304 | 329.9298 | 0 | 261.9019 | 0 | 0 | 0.40603 | 0.49402
2018-07-03 16:00 | 7 | 16 | 3 | 1 | 1 | 0.36846 | 182.3648 | 182.3648 | 18.4228 | 16.2515 | 9.7834 | 12.9006 | 12.9006 | 2963.6938 | 18.4228 | 0 | 2664.2965 | 299.3973 | 0 | 237.665 | 0 | 0 | 163.942 | 0 | 0 | 2664.2965 | 299.3973 | 0 | 237.665 | 0 | 0 | 0.36846 | 0.42159
2018-07-03 17:00 | 7 | 17 | 3 | 1 | 1 | 0.25785 | 110.6371 | 110.6371 | 12.8927 | 16.2515 | 9.7834 | 12.9006 | 12.9006 | 1798.014 | 12.8927 | 0 | 1588.4888 | 209.5252 | 0 | 166.3234 | 0 | 0 | 97.7444 | 0 | 0 | 1588.4888 | 209.5252 | 0 | 166.3234 | 0 | 0 | 0.25785 | 0.28136
2018-07-03 18:00 | 7 | 18 | 3 | 1 | 1 | 0.10026 | 83.0023 | 83.0023 | 5.0132 | 16.2515 | 9.7834 | 12.9006 | 12.9006 | 1348.909 | 5.0132 | 0 | 1267.438 | 81.471 | 0 | 64.6726 | 0 | 0 | 77.9892 | 0 | 0 | 1267.438 | 81.471 | 0 | 64.6726 | 0 | 0 | 0.10026 | 0.11145
2018-07-03 19:00 | 7 | 19 | 3 | 1 | 0 | 0.015165 | 72.3691 | 72.3691 | 0.75823 | 16.2515 | 9.7834 | 12.9006 | 12.9006 | 1176.1041 | 0.75823 | 0 | 1163.7817 | 12.3223 | 0 | 9.7816 | 0 | 0 | 71.6109 | 0 | 0 | 1163.7817 | 12.3223 | 0 | 9.7816 | 0 | 0 | 0.015165 | 0.018696
2018-07-03 20:00 | 7 | 20 | 3 | 1 | 0 | 0 | 77.8389 | 77.8389 | 0 | 16.2515 | 9.7834 | 12.9006 | 12.9006 | 1264.9955 | 0 | 0 | 1264.9955 | 0 | 0 | 0 | 0 | 0 | 77.8389 | 0 | 0 | 1264.9955 | 0 | 0 | 0 | 0 | 0 | 0 | 0
2018-07-03 21:00 | 7 | 21 | 3 | 1 | 0 | 0 | 77.0392 | 77.0392 | 0 | 16.2515 | 9.7834 | 12.9006 | 12.9006 | 1251.9996 | 0 | 0 | 1251.9996 | 0 | 0 | 0 | 0 | 0 | 77.0392 | 0 | 0 | 1251.9996 | 0 | 0 | 0 | 0 | 0 | 0 | 0
2018-07-03 22:00 | 7 | 22 | 3 | 1 | 0 | 0 | 70.7549 | 70.7549 | 0 | 16.2515 | 9.7834 | 12.9006 | 12.9006 | 1149.8697 | 0 | 0 | 1149.8697 | 0 | 0 | 0 | 0 | 0 | 70.7549 | 0 | 0 | 1149.8697 | 0 | 0 | 0 | 0 | 0 | 0 | 0
2018-07-03 23:00 | 7 | 23 | 3 | 1 | 0 | 0 | 68.9106 | 68.9106 | 0 | 16.2515 | 9.7834 | 12.9006 | 12.9006 | 1119.8971 | 0 | 0 | 1119.8971 | 0 | 0 | 0 | 0 | 0 | 68.9106 | 0 | 0 | 1119.8971 | 0 | 0 | 0 | 0 | 0 | 0 | 0
2018-07-04 | 7 | 0 | 4 | 1 | 0 | 0 | 68.8734 | 68.8734 | 0 | 16.2515 | 9.7834 | 12.9006 | 12.9006 | 1119.2926 | 0 | 0 | 1119.2926 | 0 | 0 | 0 | 0 | 0 | 68.8734 | 0 | 0 | 1119.2926 | 0 | 0 | 0 | 0 | 0 | 0 | 0
2018-07-04 01:00 | 7 | 1 | 4 | 1 | 0 | 0 | 69.1157 | 69.1157 | 0 | 16.2515 | 9.7834 | 12.9006 | 12.9006 | 1123.2313 | 0 | 0 | 1123.2313 | 0 | 0 | 0 | 0 | 0 | 69.1157 | 0 | 0 | 1123.2313 | 0 | 0 | 0 | 0 | 0 | 0 | 0
2018-07-04 02:00 | 7 | 2 | 4 | 1 | 0 | 0 | 70.3778 | 70.3778 | 0 | 16.2515 | 9.7834 | 12.9006 | 12.9006 | 1143.7415 | 0 | 0 | 1143.7415 | 0 | 0 | 0 | 0 | 0 | 70.3778 | 0 | 0 | 1143.7415 | 0 | 0 | 0 | 0 | 0 | 0 | 0
2018-07-04 03:00 | 7 | 3 | 4 | 1 | 0 | 0 | 73.0355 | 73.0355 | 0 | 16.2515 | 9.7834 | 12.9006 | 12.9006 | 1186.9338 | 0 | 0 | 1186.9338 | 0 | 0 | 0 | 0 | 0 | 73.0355 | 0 | 0 | 1186.9338 | 0 | 0 | 0 | 0 | 0 | 0 | 0
2018-07-04 04:00 | 7 | 4 | 4 | 1 | 0 | 0 | 79.8891 | 79.8891 | 0 | 16.2515 | 9.7834 | 12.9006 | 12.9006 | 1298.3134 | 0 | 0 | 1298.3134 | 0 | 0 | 0 | 0 | 0 | 79.8891 | 0 | 0 | 1298.3134 | 0 | 0 | 0 | 0 | 0 | 0 | 0
2018-07-04 05:00 | 7 | 5 | 4 | 1 | 0 | 0.0033236 | 77.0179 | 77.0179 | 0.16618 | 16.2515 | 9.7834 | 12.9006 | 12.9006 | 1251.6529 | 0.16618 | 0 | 1248.9523 | 2.7007 | 0 | 2.1438 | 0 | 0 | 76.8517 | 0 | 0 | 1248.9523 | 2.7007 | 0 | 2.1438 | 0 | 0 | 0.0033236 | 0.003451
2018-07-04 06:00 | 7 | 6 | 4 | 1 | 0 | 0.059868 | 108.7416 | 108.7416 | 2.9934 | 16.2515 | 9.7834 | 12.9006 | 12.9006 | 1767.2102 | 2.9934 | 0 | 1718.5627 | 48.6474 | 0 | 38.6169 | 0 | 0 | 105.7482 | 0 | 0 | 1718.5627 | 48.6474 | 0 | 38.6169 | 0 | 0 | 0.059868 | 0.068615
2018-07-04 07:00 | 7 | 7 | 4 | 1 | 0 | 0.20917 | 132.9839 | 132.9839 | 10.4584 | 16.2515 | 9.7834 | 12.9006 | 12.9006 | 2161.1818 | 10.4584 | 0 | 1991.2168 | 169.965 | 0 | 134.9202 | 0 | 0 | 122.5254 | 0 | 0 | 1991.2168 | 169.965 | 0 | 134.9202 | 0 | 0 | 0.20917 | 0.22884
2018-07-04 08:00 | 7 | 8 | 4 | 1 | 0 | 0.36649 | 160.9466 | 160.9466 | 18.3244 | 16.2515 | 9.7834 | 12.9006 | 12.9006 | 2615.6171 | 18.3244 | 0 | 2317.8189 | 297.7982 | 0 | 236.3955 | 0 | 0 | 142.6222 | 0 | 0 | 2317.8189 | 297.7982 | 0 | 236.3955 | 0 | 0 | 0.36649 | 0.4014
2018-07-04 09:00 | 7 | 9 | 4 | 1 | 0 | 0.48694 | 184.883 | 184.883 | 24.3472 | 16.2515 | 9.7834 | 12.9006 | 12.9006 | 3004.6181 | 24.3472 | 0 | 2608.9406 | 395.6775 | 0 | 314.0932 | 0 | 0 | 160.5358 | 0 | 0 | 2608.9406 | 395.6775 | 0 | 314.0932 | 0 | 0 | 0.48694 | 0.53582
2018-07-04 10:00 | 7 | 10 | 4 | 1 | 0 | 0.55371 | 209.2433 | 209.2433 | 27.6854 | 16.2515 | 9.7834 | 12.9006 | 12.9006 | 3400.5089 | 27.6854 | 0 | 2950.58 | 449.9289 | 0 | 357.1586 | 0 | 0 | 181.5579 | 0 | 0 | 2950.58 | 449.9289 | 0 | 357.1586 | 0 | 0 | 0.55371 | 0.60354
2018-07-04 11:00 | 7 | 11 | 4 | 1 | 1 | 0.60131 | 224.7459 | 224.7459 | 30.0655 | 16.2515 | 9.7834 | 12.9006 | 12.9006 | 3652.4483 | 30.0655 | 0 | 3163.8402 | 488.6082 | 0 | 387.8626 | 0 | 0 | 194.6804 | 0 | 0 | 3163.8402 | 488.6082 | 0 | 387.8626 | 0 | 0 | 0.60131 | 0.65478
2018-07-04 12:00 | 7 | 12 | 4 | 1 | 1 | 0.61564 | 233.273 | 233.273 | 30.7818 | 16.2515 | 9.7834 | 12.9006 | 12.9006 | 3791.0253 | 30.7818 | 0 | 3290.7754 | 500.2499 | 0 | 397.104 | 0 | 0 | 202.4911 | 0 | 0 | 3290.7754 | 500.2499 | 0 | 397.104 | 0 | 0 | 0.61564 | 0.67446
2018-07-04 13:00 | 7 | 13 | 4 | 1 | 1 | 0.5944 | 232.9401 | 232.9401 | 29.7201 | 16.2515 | 9.7834 | 12.9006 | 12.9006 | 3785.6164 | 29.7201 | 0 | 3302.6215 | 482.9949 | 0 | 383.4068 | 0 | 0 | 203.22 | 0 | 0 | 3302.6215 | 482.9949 | 0 | 383.4068 | 0 | 0 | 0.5944 | 0.64562
2018-07-04 14:00 | 7 | 14 | 4 | 1 | 1 | 0.54577 | 224.7811 | 224.7811 | 27.2884 | 16.2515 | 9.7834 | 12.9006 | 12.9006 | 3653.0201 | 27.2884 | 0 | 3209.5439 | 443.4762 | 0 | 352.0364 | 0 | 0 | 197.4927 | 0 | 0 | 3209.5439 | 443.4762 | 0 | 352.0364 | 0 | 0 | 0.54577 | 0.59119
2018-07-04 15:00 | 7 | 15 | 4 | 1 | 1 | 0.46656 | 209.1841 | 209.1841 | 23.3279 | 16.2515 | 9.7834 | 12.9006 | 12.9006 | 3399.546 | 23.3279 | 0 | 3020.4345 | 379.1115 | 0 | 300.943 | 0 | 0 | 185.8562 | 0 | 0 | 3020.4345 | 379.1115 | 0 | 300.943 | 0 | 0 | 0.46656 | 0.50539
2018-07-04 16:00 | 7 | 16 | 4 | 1 | 1 | 0.36758 | 188.9909 | 188.9909 | 18.3792 | 16.2515 | 9.7834 | 12.9006 | 12.9006 | 3071.3778 | 18.3792 | 0 | 2772.6891 | 298.6888 | 0 | 237.1025 | 0 | 0 | 170.6117 | 0 | 0 | 2772.6891 | 298.6888 | 0 | 237.1025 | 0 | 0 | 0.36758 | 0.39728
2018-07-04 17:00 | 7 | 17 | 4 | 1 | 1 | 0.23605 | 113.6809 | 113.6809 | 11.8025 | 16.2515 | 9.7834 | 12.9006 | 12.9006 | 1847.4798 | 11.8025 | 0 | 1655.6728 | 191.807 | 0 | 152.2585 | 0 | 0 | 101.8784 | 0 | 0 | 1655.6728 | 191.807 | 0 | 152.2585 | 0 | 0 | 0.23605 | 0.25356
2018-07-04 18:00 | 7 | 18 | 4 | 1 | 1 | 0.096521 | 88.7978 | 88.7978 | 4.8261 | 16.2515 | 9.7834 | 12.9006 | 12.9006 | 1443.0939 | 4.8261 | 0 | 1364.6631 | 78.4307 | 0 | 62.2592 | 0 | 0 | 83.9717 | 0 | 0 | 1364.6631 | 78.4307 | 0 | 62.2592 | 0 | 0 | 0.096521 | 0.10725
2018-07-04 19:00 | 7 | 19 | 4 | 1 | 0 | 0.016143 | 76.9833 | 76.9833 | 0.80715 | 16.2515 | 9.7834 | 12.9006 | 12.9006 | 1251.0912 | 0.80715 | 0 | 1237.974 | 13.1173 | 0 | 10.4126 | 0 | 0 | 76.1762 | 0 | 0 | 1237.974 | 13.1173 | 0 | 10.4126 | 0 | 0 | 0.016143 | 0.017036
2018-07-04 20:00 | 7 | 20 | 4 | 1 | 0 | 0 | 79.5792 | 79.5792 | 0 | 16.2515 | 9.7834 | 12.9006 | 12.9006 | 1293.2774 | 0 | 0 | 1293.2774 | 0 | 0 | 0 | 0 | 0 | 79.5792 | 0 | 0 | 1293.2774 | 0 | 0 | 0 | 0 | 0 | 0 | 0
2018-07-04 21:00 | 7 | 21 | 4 | 1 | 0 | 0 | 78.1578 | 78.1578 | 0 | 16.2515 | 9.7834 | 12.9006 | 12.9006 | 1270.1787 | 0 | 0 | 1270.1787 | 0 | 0 | 0 | 0 | 0 | 78.1578 | 0 | 0 | 1270.1787 | 0 | 0 | 0 | 0 | 0 | 0 | 0
2018-07-04 22:00 | 7 | 22 | 4 | 1 | 0 | 0 | 71.6949 | 71.6949 | 0 | 16.2515 | 9.7834 | 12.9006 | 12.9006 | 1165.1473 | 0 | 0 | 1165.1473 | 0 | 0 | 0 | 0 | 0 | 71.6949 | 0 | 0 | 1165.1473 | 0 | 0 | 0 | 0 | 0 | 0 | 0
2018-07-04 23:00 | 7 | 23 | 4 | 1 | 0 | 0 | 69.8269 | 69.8269 | 0 | 16.2515 | 9.7834 | 12.9006 | 12.9006 | 1134.789 | 0 | 0 | 1134.789 | 0 | 0 | 0 | 0 | 0 | 69.8269 | 0 | 0 | 1134.789 | 0 | 0 | 0 | 0 | 0 | 0 | 0
2018-07-05 | 7 | 0 | 5 | 1 | 0 | 0 | 69.5351 | 69.5351 | 0 | 16.2515 | 9.7834 | 12.9006 | 12.9006 | 1130.047 | 0 | 0 | 1130.047 | 0 | 0 | 0 | 0 | 0 | 69.5351 | 0 | 0 | 1130.047 | 0 | 0 | 0 | 0 | 0 | 0 | 0
2018-07-05 01:00 | 7 | 1 | 5 | 1 | 0 | 0 | 69.0829 | 69.0829 | 0 | 16.2515 | 9.7834 | 12.9006 | 12.9006 | 1122.6978 | 0 | 0 | 1122.6978 | 0 | 0 | 0 | 0 | 0 | 69.0829 | 0 | 0 | 1122.6978 | 0 | 0 | 0 | 0 | 0 | 0 | 0
2018-07-05 02:00 | 7 | 2 | 5 | 1 | 0 | 0 | 69.5965 | 69.5965 | 0 | 16.2515 | 9.7834 | 12.9006 | 12.9006 | 1131.0448 | 0 | 0 | 1131.0448 | 0 | 0 | 0 | 0 | 0 | 69.5965 | 0 | 0 | 1131.0448 | 0 | 0 | 0 | 0 | 0 | 0 | 0
2018-07-05 03:00 | 7 | 3 | 5 | 1 | 0 | 0 | 72.301 | 72.301 | 0 | 16.2515 | 9.7834 | 12.9006 | 12.9006 | 1174.9959 | 0 | 0 | 1174.9959 | 0 | 0 | 0 | 0 | 0 | 72.301 | 0 | 0 | 1174.9959 | 0 | 0 | 0 | 0 | 0 | 0 | 0
2018-07-05 04:00 | 7 | 4 | 5 | 1 | 0 | 0 | 78.9016 | 78.9016 | 0 | 16.2515 | 9.7834 | 12.9006 | 12.9006 | 1282.2651 | 0 | 0 | 1282.2651 | 0 | 0 | 0 | 0 | 0 | 78.9016 | 0 | 0 | 1282.2651 | 0 | 0 | 0 | 0 | 0 | 0 | 0
2018-07-05 05:00 | 7 | 5 | 5 | 1 | 0 | 0.0030292 | 76.1887 | 76.1887 | 0.15146 | 16.2515 | 9.7834 | 12.9006 | 12.9006 | 1238.1772 | 0.15146 | 0 | 1235.7158 | 2.4614 | 0 | 1.9539 | 0 | 0 | 76.0372 | 0 | 0 | 1235.7158 | 2.4614 | 0 | 1.9539 | 0 | 0 | 0.0030292 | 0.002014
2018-07-05 06:00 | 7 | 6 | 5 | 1 | 0 | 0.062853 | 103.5728 | 103.5728 | 3.1426 | 16.2515 | 9.7834 | 12.9006 | 12.9006 | 1683.2088 | 3.1426 | 0 | 1632.1365 | 51.0723 | 0 | 40.5418 | 0 | 0 | 100.4302 | 0 | 0 | 1632.1365 | 51.0723 | 0 | 40.5418 | 0 | 0 | 0.062853 | 0.071862
2018-07-05 07:00 | 7 | 7 | 5 | 1 | 0 | 0.19585 | 128.4176 | 128.4176 | 9.7924 | 16.2515 | 9.7834 | 12.9006 | 12.9006 | 2086.973 | 9.7924 | 0 | 1927.8322 | 159.1408 | 0 | 126.3277 | 0 | 0 | 118.6252 | 0 | 0 | 1927.8322 | 159.1408 | 0 | 126.3277 | 0 | 0 | 0.19585 | 0.21209
2018-07-05 08:00 | 7 | 8 | 5 | 1 | 0 | 0.33679 | 156.3043 | 156.3043 | 16.8394 | 16.2515 | 9.7834 | 12.9006 | 12.9006 | 2540.1733 | 16.8394 | 0 | 2266.5077 | 273.6656 | 0 | 217.2388 | 0 | 0 | 139.4649 | 0 | 0 | 2266.5077 | 273.6656 | 0 | 217.2388 | 0 | 0 | 0.33679 | 0.36576
2018-07-05 09:00 | 7 | 9 | 5 | 1 | 0 | 0.45193 | 179.8978 | 179.8978 | 22.5966 | 16.2515 | 9.7834 | 12.9006 | 12.9006 | 2923.6015 | 22.5966 | 0 | 2556.3747 | 367.2268 | 0 | 291.5088 | 0 | 0 | 157.3013 | 0 | 0 | 2556.3747 | 367.2268 | 0 | 291.5088 | 0 | 0 | 0.45193 | 0.49012
2018-07-05 10:00 | 7 | 10 | 5 | 1 | 0 | 0.53818 | 202.0032 | 202.0032 | 26.9091 | 16.2515 | 9.7834 | 12.9006 | 12.9006 | 3282.8458 | 26.9091 | 0 | 2845.533 | 437.3129 | 0 | 347.1439 | 0 | 0 | 175.094 | 0 | 0 | 2845.533 | 437.3129 | 0 | 347.1439 | 0 | 0 | 0.53818 | 0.581
2018-07-05 11:00 | 7 | 11 | 5 | 1 | 1 | 0.55751 | 214.0547 | 214.0547 | 27.8754 | 16.2515 | 9.7834 | 12.9006 | 12.9006 | 3478.7013 | 27.8754 | 0 | 3025.6854 | 453.0159 | 0 | 359.6091 | 0 | 0 | 186.1793 | 0 | 0 | 3025.6854 | 453.0159 | 0 | 359.6091 | 0 | 0 | 0.55751 | 0.63855
2018-07-05 12:00 | 7 | 12 | 5 | 1 | 1 | 0.57873 | 220.4243 | 220.4243 | 28.9366 | 16.2515 | 9.7834 | 12.9006 | 12.9006 | 3582.2161 | 28.9366 | 0 | 3111.955 | 470.2611 | 0 | 373.2985 | 0 | 0 | 191.4878 | 0 | 0 | 3111.955 | 470.2611 | 0 | 373.2985 | 0 | 0 | 0.57873 | 0.63316
2018-07-05 13:00 | 7 | 13 | 5 | 1 | 1 | 0.56342 | 223.2178 | 223.2178 | 28.171 | 16.2515 | 9.7834 | 12.9006 | 12.9006 | 3627.6143 | 28.171 | 0 | 3169.7945 | 457.8198 | 0 | 363.4225 | 0 | 0 | 195.0468 | 0 | 0 | 3169.7945 | 457.8198 | 0 | 363.4225 | 0 | 0 | 0.56342 | 0.63772
2018-07-05 14:00 | 7 | 14 | 5 | 1 | 1 | 0.55478 | 217.8464 | 217.8464 | 27.7392 | 16.2515 | 9.7834 | 12.9006 | 12.9006 | 3540.3209 | 27.7392 | 0 | 3089.5177 | 450.8032 | 0 | 357.8526 | 0 | 0 | 190.1071 | 0 | 0 | 3089.5177 | 450.8032 | 0 | 357.8526 | 0 | 0 | 0.55478 | 0.59856
2018-07-05 15:00 | 7 | 15 | 5 | 1 | 1 | 0.46003 | 201.0563 | 201.0563 | 23.0014 | 16.2515 | 9.7834 | 12.9006 | 12.9006 | 3267.4584 | 23.0014 | 0 | 2893.653 | 373.8054 | 0 | 296.7309 | 0 | 0 | 178.055 | 0 | 0 | 2893.653 | 373.8054 | 0 | 296.7309 | 0 | 0 | 0.46003 | 0.46414
2018-07-05 16:00 | 7 | 16 | 5 | 1 | 1 | 0.32102 | 182.2446 | 182.2446 | 16.051 | 16.2515 | 9.7834 | 12.9006 | 12.9006 | 2961.7405 | 16.051 | 0 | 2700.8884 | 260.8521 | 0 | 207.0673 | 0 | 0 | 166.1936 | 0 | 0 | 2700.8884 | 260.8521 | 0 | 207.0673 | 0 | 0 | 0.32102 | 0.32853
2018-07-05 17:00 | 7 | 17 | 5 | 1 | 1 | 0.1867 | 111.7371 | 111.7371 | 9.3352 | 16.2515 | 9.7834 | 12.9006 | 12.9006 | 1815.8913 | 9.3352 | 0 | 1664.1815 | 151.7098 | 0 | 120.4289 | 0 | 0 | 102.402 | 0 | 0 | 1664.1815 | 151.7098 | 0 | 120.4289 | 0 | 0 | 0.1867 | 0.23367
2018-07-05 18:00 | 7 | 18 | 5 | 1 | 1 | 0.097715 | 87.9182 | 87.9182 | 4.8857 | 16.2515 | 9.7834 | 12.9006 | 12.9006 | 1428.7995 | 4.8857 | 0 | 1349.3989 | 79.4006 | 0 | 63.029 | 0 | 0 | 83.0325 | 0 | 0 | 1349.3989 | 79.4006 | 0 | 63.029 | 0 | 0 | 0.097715 | 0.093901
2018-07-05 19:00 | 7 | 19 | 5 | 1 | 0 | 0.015782 | 81.0707 | 81.0707 | 0.78908 | 16.2515 | 9.7834 | 12.9006 | 12.9006 | 1317.5175 | 0.78908 | 0 | 1304.6938 | 12.8237 | 0 | 10.1796 | 0 | 0 | 80.2817 | 0 | 0 | 1304.6938 | 12.8237 | 0 | 10.1796 | 0 | 0 | 0.015782 | 0.017869
2018-07-05 20:00 | 7 | 20 | 5 | 1 | 0 | 0 | 80.5095 | 80.5095 | 0 | 16.2515 | 9.7834 | 12.9006 | 12.9006 | 1308.3973 | 0 | 0 | 1308.3973 | 0 | 0 | 0 | 0 | 0 | 80.5095 | 0 | 0 | 1308.3973 | 0 | 0 | 0 | 0 | 0 | 0 | 0
2018-07-05 21:00 | 7 | 21 | 5 | 1 | 0 | 0 | 77.5521 | 77.5521 | 0 | 16.2515 | 9.7834 | 12.9006 | 12.9006 | 1260.3338 | 0 | 0 | 1260.3338 | 0 | 0 | 0 | 0 | 0 | 77.5521 | 0 | 0 | 1260.3338 | 0 | 0 | 0 | 0 | 0 | 0 | 0
2018-07-05 22:00 | 7 | 22 | 5 | 1 | 0 | 0 | 70.5883 | 70.5883 | 0 | 16.2515 | 9.7834 | 12.9006 | 12.9006 | 1147.1619 | 0 | 0 | 1147.1619 | 0 | 0 | 0 | 0 | 0 | 70.5883 | 0 | 0 | 1147.1619 | 0 | 0 | 0 | 0 | 0 | 0 | 0
2018-07-05 23:00 | 7 | 23 | 5 | 1 | 0 | 0 | 68.1133 | 68.1133 | 0 | 16.2515 | 9.7834 | 12.9006 | 12.9006 | 1106.9398 | 0 | 0 | 1106.9398 | 0 | 0 | 0 | 0 | 0 | 68.1133 | 0 | 0 | 1106.9398 | 0 | 0 | 0 | 0 | 0 | 0 | 0
2018-07-06 | 7 | 0 | 6 | 1 | 0 | 0 | 67.7017 | 67.7017 | 0 | 16.2515 | 9.7834 | 12.9006 | 12.9006 | 1100.252 | 0 | 0 | 1100.252 | 0 | 0 | 0 | 0 | 0 | 67.7017 | 0 | 0 | 1100.252 | 0 | 0 | 0 | 0 | 0 | 0 | 0
2018-07-06 01:00 | 7 | 1 | 6 | 1 | 0 | 0 | 67.5722 | 67.5722 | 0 | 16.2515 | 9.7834 | 12.9006 | 12.9006 | 1098.1473 | 0 | 0 | 1098.1473 | 0 | 0 | 0 | 0 | 0 | 67.5722 | 0 | 0 | 1098.1473 | 0 | 0 | 0 | 0 | 0 | 0 | 0
2018-07-06 02:00 | 7 | 2 | 6 | 1 | 0 | 0 | 68.0852 | 68.0852 | 0 | 16.2515 | 9.7834 | 12.9006 | 12.9006 | 1106.484 | 0 | 0 | 1106.484 | 0 | 0 | 0 | 0 | 0 | 68.0852 | 0 | 0 | 1106.484 | 0 | 0 | 0 | 0 | 0 | 0 | 0
2018-07-06 03:00 | 7 | 3 | 6 | 1 | 0 | 0 | 70.4869 | 70.4869 | 0 | 16.2515 | 9.7834 | 12.9006 | 12.9006 | 1145.5141 | 0 | 0 | 1145.5141 | 0 | 0 | 0 | 0 | 0 | 70.4869 | 0 | 0 | 1145.5141 | 0 | 0 | 0 | 0 | 0 | 0 | 0
2018-07-06 04:00 | 7 | 4 | 6 | 1 | 0 | 0 | 77.2767 | 77.2767 | 0 | 16.2515 | 9.7834 | 12.9006 | 12.9006 | 1255.8597 | 0 | 0 | 1255.8597 | 0 | 0 | 0 | 0 | 0 | 77.2767 | 0 | 0 | 1255.8597 | 0 | 0 | 0 | 0 | 0 | 0 | 0
2018-07-06 05:00 | 7 | 5 | 6 | 1 | 0 | 0.0018754 | 75.2718 | 75.2718 | 0.093768 | 16.2515 | 9.7834 | 12.9006 | 12.9006 | 1223.2764 | 0.093768 | 0 | 1221.7525 | 1.5239 | 0 | 1.2097 | 0 | 0 | 75.178 | 0 | 0 | 1221.7525 | 1.5239 | 0 | 1.2097 | 0 | 0 | 0.0018754 | 0.00099233
2018-07-06 06:00 | 7 | 6 | 6 | 1 | 0 | 0.064479 | 104.0068 | 104.0068 | 3.224 | 16.2515 | 9.7834 | 12.9006 | 12.9006 | 1690.2615 | 3.224 | 0 | 1637.8675 | 52.394 | 0 | 41.5909 | 0 | 0 | 100.7828 | 0 | 0 | 1637.8675 | 52.394 | 0 | 41.5909 | 0 | 0 | 0.064479 | 0.070918
2018-07-06 07:00 | 7 | 7 | 6 | 1 | 0 | 0.19331 | 129.5903 | 129.5903 | 9.6655 | 16.2515 | 9.7834 | 12.9006 | 12.9006 | 2106.0312 | 9.6655 | 0 | 1948.952 | 157.0793 | 0 | 124.6913 | 0 | 0 | 119.9248 | 0 | 0 | 1948.952 | 157.0793 | 0 | 124.6913 | 0 | 0 | 0.19331 | 0.20882
2018-07-06 08:00 | 7 | 8 | 6 | 1 | 0 | 0.33436 | 164.3141 | 164.3141 | 16.718 | 16.2515 | 9.7834 | 12.9006 | 12.9006 | 2670.3433 | 16.718 | 0 | 2398.6523 | 271.691 | 0 | 215.6714 | 0 | 0 | 147.5961 | 0 | 0 | 2398.6523 | 271.691 | 0 | 215.6714 | 0 | 0 | 0.33436 | 0.35844
2018-07-06 09:00 | 7 | 9 | 6 | 1 | 0 | 0.45223 | 199.1763 | 199.1763 | 22.6113 | 16.2515 | 9.7834 | 12.9006 | 12.9006 | 3236.9043 | 22.6113 | 0 | 2869.4377 | 367.4666 | 0 | 291.6991 | 0 | 0 | 176.565 | 0 | 0 | 2869.4377 | 367.4666 | 0 | 291.6991 | 0 | 0 | 0.45223 | 0.48703
2018-07-06 10:00 | 7 | 10 | 6 | 1 | 0 | 0.5579 | 229.4744 | 229.4744 | 27.8951 | 16.2515 | 9.7834 | 12.9006 | 12.9006 | 3729.2938 | 27.8951 | 0 | 3275.9578 | 453.336 | 0 | 359.8632 | 0 | 0 | 201.5793 | 0 | 0 | 3275.9578 | 453.336 | 0 | 359.8632 | 0 | 0 | 0.5579 | 0.6071
2018-07-06 11:00 | 7 | 11 | 6 | 1 | 1 | 0.62517 | 244.2919 | 244.2919 | 31.2586 | 16.2515 | 9.7834 | 12.9006 | 12.9006 | 3970.0992 | 31.2586 | 0 | 3462.1006 | 507.9986 | 0 | 403.255 | 0 | 0 | 213.0332 | 0 | 0 | 3462.1006 | 507.9986 | 0 | 403.255 | 0 | 0 | 0.62517 | 0.67945
2018-07-06 12:00 | 7 | 12 | 6 | 1 | 1 | 0.65393 | 253.8903 | 253.8903 | 32.6965 | 16.2515 | 9.7834 | 12.9006 | 12.9006 | 4126.088 | 32.6965 | 0 | 3594.7222 | 531.3657 | 0 | 421.8041 | 0 | 0 | 221.1938 | 0 | 0 | 3594.7222 | 531.3657 | 0 | 421.8041 | 0 | 0 | 0.65393 | 0.71291
2018-07-06 13:00 | 7 | 13 | 6 | 1 | 1 | 0.64006 | 257.2696 | 257.2696 | 32.0031 | 16.2515 | 9.7834 | 12.9006 | 12.9006 | 4181.006 | 32.0031 | 0 | 3660.909 | 520.097 | 0 | 412.8588 | 0 | 0 | 225.2665 | 0 | 0 | 3660.909 | 520.097 | 0 | 412.8588 | 0 | 0 | 0.64006 | 0.69495
2018-07-06 14:00 | 7 | 14 | 6 | 1 | 1 | 0.59198 | 251.1758 | 251.1758 | 29.5992 | 16.2515 | 9.7834 | 12.9006 | 12.9006 | 4081.9727 | 29.5992 | 0 | 3600.9418 | 481.0309 | 0 | 381.8477 | 0 | 0 | 221.5766 | 0 | 0 | 3600.9418 | 481.0309 | 0 | 381.8477 | 0 | 0 | 0.59198 | 0.61079
2018-07-06 15:00 | 7 | 15 | 6 | 1 | 1 | 0.47772 | 235.558 | 235.558 | 23.8862 | 16.2515 | 9.7834 | 12.9006 | 12.9006 | 3828.1606 | 23.8862 | 0 | 3439.9759 | 388.1847 | 0 | 308.1454 | 0 | 0 | 211.6719 | 0 | 0 | 3439.9759 | 388.1847 | 0 | 308.1454 | 0 | 0 | 0.47772 | 0.5399
2018-07-06 16:00 | 7 | 16 | 6 | 1 | 1 | 0.39261 | 211.7512 | 211.7512 | 19.6305 | 16.2515 | 9.7834 | 12.9006 | 12.9006 | 3441.2656 | 19.6305 | 0 | 3122.2406 | 319.025 | 0 | 253.2456 | 0 | 0 | 192.1207 | 0 | 0 | 3122.2406 | 319.025 | 0 | 253.2456 | 0 | 0 | 0.39261 | 0.4234
2018-07-06 17:00 | 7 | 17 | 6 | 1 | 1 | 0.24569 | 126.2083 | 126.2083 | 12.2844 | 16.2515 | 9.7834 | 12.9006 | 12.9006 | 2051.0683 | 12.2844 | 0 | 1851.4281 | 199.6402 | 0 | 158.4766 | 0 | 0 | 113.9238 | 0 | 0 | 1851.4281 | 199.6402 | 0 | 158.4766 | 0 | 0 | 0.24569 | 0.25318
2018-07-06 18:00 | 7 | 18 | 6 | 1 | 1 | 0.085336 | 98.2568 | 98.2568 | 4.2668 | 16.2515 | 9.7834 | 12.9006 | 12.9006 | 1596.8165 | 4.2668 | 0 | 1527.4744 | 69.3421 | 0 | 55.0446 | 0 | 0 | 93.99 | 0 | 0 | 1527.4744 | 69.3421 | 0 | 55.0446 | 0 | 0 | 0.085336 | 0.10525
2018-07-06 19:00 | 7 | 19 | 6 | 1 | 0 | 0.016678 | 88.7225 | 88.7225 | 0.8339 | 16.2515 | 9.7834 | 12.9006 | 12.9006 | 1441.8706 | 0.8339 | 0 | 1428.3185 | 13.5521 | 0 | 10.7578 | 0 | 0 | 87.8886 | 0 | 0 | 1428.3185 | 13.5521 | 0 | 10.7578 | 0 | 0 | 0.016678 | 0.019048
2018-07-06 20:00 | 7 | 20 | 6 | 1 | 0 | 0 | 90.735 | 90.735 | 0 | 16.2515 | 9.7834 | 12.9006 | 12.9006 | 1474.5754 | 0 | 0 | 1474.5754 | 0 | 0 | 0 | 0 | 0 | 90.735 | 0 | 0 | 1474.5754 | 0 | 0 | 0 | 0 | 0 | 0 | 0
2018-07-06 21:00 | 7 | 21 | 6 | 1 | 0 | 0 | 84.77 | 84.77 | 0 | 16.2515 | 9.7834 | 12.9006 | 12.9006 | 1377.6354 | 0 | 0 | 1377.6354 | 0 | 0 | 0 | 0 | 0 | 84.77 | 0 | 0 | 1377.6354 | 0 | 0 | 0 | 0 | 0 | 0 | 0
2018-07-06 22:00 | 7 | 22 | 6 | 1 | 0 | 0 | 76.7686 | 76.7686 | 0 | 16.2515 | 9.7834 | 12.9006 | 12.9006 | 1247.6014 | 0 | 0 | 1247.6014 | 0 | 0 | 0 | 0 | 0 | 76.7686 | 0 | 0 | 1247.6014 | 0 | 0 | 0 | 0 | 0 | 0 | 0
2018-07-06 23:00 | 7 | 23 | 6 | 1 | 0 | 0 | 73.5429 | 73.5429 | 0 | 16.2515 | 9.7834 | 12.9006 | 12.9006 | 1195.1791 | 0 | 0 | 1195.1791 | 0 | 0 | 0 | 0 | 0 | 73.5429 | 0 | 0 | 1195.1791 | 0 | 0 | 0 | 0 | 0 | 0 | 0
2018-07-07 | 7 | 0 | 7 | 1 | 0 | 0 | 73.7192 | 73.7192 | 0 | 16.2515 | 9.7834 | 12.9006 | 12.9006 | 1198.0442 | 0 | 0 | 1198.0442 | 0 | 0 | 0 | 0 | 0 | 73.7192 | 0 | 0 | 1198.0442 | 0 | 0 | 0 | 0 | 0 | 0 | 0
2018-07-07 01:00 | 7 | 1 | 7 | 1 | 0 | 0 | 73.4317 | 73.4317 | 0 | 16.2515 | 9.7834 | 12.9006 | 12.9006 | 1193.3718 | 0 | 0 | 1193.3718 | 0 | 0 | 0 | 0 | 0 | 73.4317 | 0 | 0 | 1193.3718 | 0 | 0 | 0 | 0 | 0 | 0 | 0
2018-07-07 02:00 | 7 | 2 | 7 | 1 | 0 | 0 | 70.0003 | 70.0003 | 0 | 16.2515 | 9.7834 | 12.9006 | 12.9006 | 1137.6066 | 0 | 0 | 1137.6066 | 0 | 0 | 0 | 0 | 0 | 70.0003 | 0 | 0 | 1137.6066 | 0 | 0 | 0 | 0 | 0 | 0 | 0
2018-07-07 03:00 | 7 | 3 | 7 | 1 | 0 | 0 | 68.7698 | 68.7698 | 0 | 16.2515 | 9.7834 | 12.9006 | 12.9006 | 1117.61 | 0 | 0 | 1117.61 | 0 | 0 | 0 | 0 | 0 | 68.7698 | 0 | 0 | 1117.61 | 0 | 0 | 0 | 0 | 0 | 0 | 0
2018-07-07 04:00 | 7 | 4 | 7 | 1 | 0 | 0 | 69.3775 | 69.3775 | 0 | 16.2515 | 9.7834 | 12.9006 | 12.9006 | 1127.4854 | 0 | 0 | 1127.4854 | 0 | 0 | 0 | 0 | 0 | 69.3775 | 0 | 0 | 1127.4854 | 0 | 0 | 0 | 0 | 0 | 0 | 0
2018-07-07 05:00 | 7 | 5 | 7 | 1 | 0 | 0.0015071 | 56.5139 | 56.5139 | 0.075355 | 16.2515 | 9.7834 | 12.9006 | 12.9006 | 918.4328 | 0.075355 | 0 | 917.2082 | 1.2246 | 0 | 0.97212 | 0 | 0 | 56.4385 | 0 | 0 | 917.2082 | 1.2246 | 0 | 0.97212 | 0 | 0 | 0.0015071 | 0.0016507
2018-07-07 06:00 | 7 | 6 | 7 | 1 | 0 | 0.054739 | 73.9103 | 73.9103 | 2.7369 | 16.2515 | 9.7834 | 12.9006 | 12.9006 | 1201.1492 | 2.7369 | 0 | 1156.6699 | 44.4793 | 0 | 35.3082 | 0 | 0 | 71.1733 | 0 | 0 | 1156.6699 | 44.4793 | 0 | 35.3082 | 0 | 0 | 0.054739 | 0.030477
2018-07-07 07:00 | 7 | 7 | 7 | 1 | 0 | 0.015258 | 82.2234 | 82.2234 | 0.76288 | 16.2515 | 9.7834 | 12.9006 | 12.9006 | 1336.2503 | 0.76288 | 0 | 1323.8524 | 12.3979 | 0 | 9.8416 | 0 | 0 | 81.4605 | 0 | 0 | 1323.8524 | 12.3979 | 0 | 9.8416 | 0 | 0 | 0.015258 | 0.043755
2018-07-07 08:00 | 7 | 8 | 7 | 1 | 0 | 0.048557 | 88.9645 | 88.9645 | 2.4279 | 16.2515 | 9.7834 | 12.9006 | 12.9006 | 1445.8025 | 2.4279 | 0 | 1406.3463 | 39.4562 | 0 | 31.3208 | 0 | 0 | 86.5366 | 0 | 0 | 1406.3463 | 39.4562 | 0 | 31.3208 | 0 | 0 | 0.048557 | 0.036076
2018-07-07 09:00 | 7 | 9 | 7 | 1 | 0 | 0.090253 | 94.7319 | 94.7319 | 4.5126 | 16.2515 | 9.7834 | 12.9006 | 12.9006 | 1539.5308 | 4.5126 | 0 | 1466.1939 | 73.3369 | 0 | 58.2156 | 0 | 0 | 90.2192 | 0 | 0 | 1466.1939 | 73.3369 | 0 | 58.2156 | 0 | 0 | 0.090253 | 0.10245
2018-07-07 10:00 | 7 | 10 | 7 | 1 | 0 | 0.13215 | 107.5249 | 107.5249 | 6.6075 | 16.2515 | 9.7834 | 12.9006 | 12.9006 | 1747.4364 | 6.6075 | 0 | 1640.0549 | 107.3815 | 0 | 85.2406 | 0 | 0 | 100.9174 | 0 | 0 | 1640.0549 | 107.3815 | 0 | 85.2406 | 0 | 0 | 0.13215 | 0.14503
2018-07-07 11:00 | 7 | 11 | 7 | 1 | 1 | 0.12878 | 112.0173 | 112.0173 | 6.4392 | 16.2515 | 9.7834 | 12.9006 | 12.9006 | 1820.4449 | 6.4392 | 0 | 1715.7993 | 104.6456 | 0 | 83.0688 | 0 | 0 | 105.5782 | 0 | 0 | 1715.7993 | 104.6456 | 0 | 83.0688 | 0 | 0 | 0.12878 | 0.2187
2018-07-07 12:00 | 7 | 12 | 7 | 1 | 1 | 0.2564 | 116.9049 | 116.9049 | 12.8199 | 16.2515 | 9.7834 | 12.9006 | 12.9006 | 1899.8746 | 12.8199 | 0 | 1691.5325 | 208.342 | 0 | 165.3842 | 0 | 0 | 104.085 | 0 | 0 | 1691.5325 | 208.342 | 0 | 165.3842 | 0 | 0 | 0.2564 | 0.26831
2018-07-07 13:00 | 7 | 13 | 7 | 1 | 1 | 0.26633 | 127.9561 | 127.9561 | 13.3167 | 16.2515 | 9.7834 | 12.9006 | 12.9006 | 2079.4723 | 13.3167 | 0 | 1863.0566 | 216.4158 | 0 | 171.7933 | 0 | 0 | 114.6394 | 0 | 0 | 1863.0566 | 216.4158 | 0 | 171.7933 | 0 | 0 | 0.26633 | 0.14779
2018-07-07 14:00 | 7 | 14 | 7 | 1 | 1 | 0.24455 | 131.1588 | 131.1588 | 12.2275 | 16.2515 | 9.7834 | 12.9006 | 12.9006 | 2131.521 | 12.2275 | 0 | 1932.8055 | 198.7155 | 0 | 157.7426 | 0 | 0 | 118.9312 | 0 | 0 | 1932.8055 | 198.7155 | 0 | 157.7426 | 0 | 0 | 0.24455 | 0.32137
2018-07-07 15:00 | 7 | 15 | 7 | 1 | 1 | 0.20246 | 130.9 | 130.9 | 10.123 | 16.2515 | 9.7834 | 12.9006 | 12.9006 | 2127.316 | 10.123 | 0 | 1962.8017 | 164.5143 | 0 | 130.5933 | 0 | 0 | 120.777 | 0 | 0 | 1962.8017 | 164.5143 | 0 | 130.5933 | 0 | 0 | 0.20246 | 0.31654
2018-07-07 16:00 | 7 | 16 | 7 | 1 | 1 | 0.2578 | 137.4044 | 137.4044 | 12.8898 | 16.2515 | 9.7834 | 12.9006 | 12.9006 | 2233.0211 | 12.8898 | 0 | 2023.5431 | 209.478 | 0 | 166.286 | 0 | 0 | 124.5146 | 0 | 0 | 2023.5431 | 209.478 | 0 | 166.286 | 0 | 0 | 0.2578 | 0.28075
2018-07-07 17:00 | 7 | 17 | 7 | 1 | 1 | 0.12361 | 86.0839 | 86.0839 | 6.1807 | 16.2515 | 9.7834 | 12.9006 | 12.9006 | 1398.9884 | 6.1807 | 0 | 1298.543 | 100.4454 | 0 | 79.7347 | 0 | 0 | 79.9032 | 0 | 0 | 1298.543 | 100.4454 | 0 | 79.7347 | 0 | 0 | 0.12361 | 0.049799
2018-07-07 18:00 | 7 | 18 | 7 | 1 | 1 | 0.030663 | 70.327 | 70.327 | 1.5331 | 16.2515 | 9.7834 | 12.9006 | 12.9006 | 1142.9169 | 1.5331 | 0 | 1118.0013 | 24.9156 | 0 | 19.7783 | 0 | 0 | 68.7939 | 0 | 0 | 1118.0013 | 24.9156 | 0 | 19.7783 | 0 | 0 | 0.030663 | 0.075544
2018-07-07 19:00 | 7 | 19 | 7 | 1 | 0 | 0.015237 | 69.3652 | 69.3652 | 0.76184 | 16.2515 | 9.7834 | 12.9006 | 12.9006 | 1127.2851 | 0.76184 | 0 | 1114.9042 | 12.3809 | 0 | 9.8281 | 0 | 0 | 68.6033 | 0 | 0 | 1114.9042 | 12.3809 | 0 | 9.8281 | 0 | 0 | 0.015237 | 0.018178
2018-07-07 20:00 | 7 | 20 | 7 | 1 | 0 | 0 | 77.2709 | 77.2709 | 0 | 16.2515 | 9.7834 | 12.9006 | 12.9006 | 1255.7655 | 0 | 0 | 1255.7655 | 0 | 0 | 0 | 0 | 0 | 77.2709 | 0 | 0 | 1255.7655 | 0 | 0 | 0 | 0 | 0 | 0 | 0
2018-07-07 21:00 | 7 | 21 | 7 | 1 | 0 | 0 | 77.9992 | 77.9992 | 0 | 16.2515 | 9.7834 | 12.9006 | 12.9006 | 1267.6008 | 0 | 0 | 1267.6008 | 0 | 0 | 0 | 0 | 0 | 77.9992 | 0 | 0 | 1267.6008 | 0 | 0 | 0 | 0 | 0 | 0 | 0
2018-07-07 22:00 | 7 | 22 | 7 | 1 | 0 | 0 | 75.8027 | 75.8027 | 0 | 16.2515 | 9.7834 | 12.9006 | 12.9006 | 1231.9042 | 0 | 0 | 1231.9042 | 0 | 0 | 0 | 0 | 0 | 75.8027 | 0 | 0 | 1231.9042 | 0 | 0 | 0 | 0 | 0 | 0 | 0
2018-07-07 23:00 | 7 | 23 | 7 | 1 | 0 | 0 | 72.0353 | 72.0353 | 0 | 16.2515 | 9.7834 | 12.9006 | 12.9006 | 1170.6779 | 0 | 0 | 1170.6779 | 0 | 0 | 0 | 0 | 0 | 72.0353 | 0 | 0 | 1170.6779 | 0 | 0 | 0 | 0 | 0 | 0 | 0
2018-07-08 | 7 | 0 | 1 | 1 | 0 | 0 | 66.4763 | 66.4763 | 0 | 16.2515 | 9.7834 | 12.9006 | 12.9006 | 1080.3363 | 0 | 0 | 1080.3363 | 0 | 0 | 0 | 0 | 0 | 66.4763 | 0 | 0 | 1080.3363 | 0 | 0 | 0 | 0 | 0 | 0 | 0
2018-07-08 01:00 | 7 | 1 | 1 | 1 | 0 | 0 | 66.7126 | 66.7126 | 0 | 16.2515 | 9.7834 | 12.9006 | 12.9006 | 1084.1767 | 0 | 0 | 1084.1767 | 0 | 0 | 0 | 0 | 0 | 66.7126 | 0 | 0 | 1084.1767 | 0 | 0 | 0 | 0 | 0 | 0 | 0
2018-07-08 02:00 | 7 | 2 | 1 | 1 | 0 | 0 | 63.4293 | 63.4293 | 0 | 16.2515 | 9.7834 | 12.9006 | 12.9006 | 1030.8185 | 0 | 0 | 1030.8185 | 0 | 0 | 0 | 0 | 0 | 63.4293 | 0 | 0 | 1030.8185 | 0 | 0 | 0 | 0 | 0 | 0 | 0
2018-07-08 03:00 | 7 | 3 | 1 | 1 | 0 | 0 | 62.9866 | 62.9866 | 0 | 16.2515 | 9.7834 | 12.9006 | 12.9006 | 1023.6239 | 0 | 0 | 1023.6239 | 0 | 0 | 0 | 0 | 0 | 62.9866 | 0 | 0 | 1023.6239 | 0 | 0 | 0 | 0 | 0 | 0 | 0
2018-07-08 04:00 | 7 | 4 | 1 | 1 | 0 | 0 | 64.2385 | 64.2385 | 0 | 16.2515 | 9.7834 | 12.9006 | 12.9006 | 1043.97 | 0 | 0 | 1043.97 | 0 | 0 | 0 | 0 | 0 | 64.2385 | 0 | 0 | 1043.97 | 0 | 0 | 0 | 0 | 0 | 0 | 0
2018-07-08 05:00 | 7 | 5 | 1 | 1 | 0 | 0.0035294 | 50.8013 | 50.8013 | 0.17647 | 16.2515 | 9.7834 | 12.9006 | 12.9006 | 825.5955 | 0.17647 | 0 | 822.7275 | 2.8679 | 0 | 2.2766 | 0 | 0 | 50.6248 | 0 | 0 | 822.7275 | 2.8679 | 0 | 2.2766 | 0 | 0 | 0.0035294 | 0.00056433
2018-07-08 06:00 | 7 | 6 | 1 | 1 | 0 | 0.044605 | 57.448 | 57.448 | 2.2302 | 16.2515 | 9.7834 | 12.9006 | 12.9006 | 933.6132 | 2.2302 | 0 | 897.3684 | 36.2448 | 0 | 28.7715 | 0 | 0 | 55.2177 | 0 | 0 | 897.3684 | 36.2448 | 0 | 28.7715 | 0 | 0 | 0.044605 | 0.058104
2018-07-08 07:00 | 7 | 7 | 1 | 1 | 0 | 0.17183 | 67.3969 | 67.3969 | 8.5914 | 16.2515 | 9.7834 | 12.9006 | 12.9006 | 1095.2972 | 8.5914 | 0 | 955.6753 | 139.622 | 0 | 110.8335 | 0 | 0 | 58.8055 | 0 | 0 | 955.6753 | 139.622 | 0 | 110.8335 | 0 | 0 | 0.17183 | 0.13612
2018-07-08 08:00 | 7 | 8 | 1 | 1 | 0 | 0.19437 | 70.3393 | 70.3393 | 9.7185 | 16.2515 | 9.7834 | 12.9006 | 12.9006 | 1143.1165 | 9.7185 | 0 | 985.1759 | 157.9406 | 0 | 125.375 | 0 | 0 | 60.6208 | 0 | 0 | 985.1759 | 157.9406 | 0 | 125.375 | 0 | 0 | 0.19437 | 0.21387
2018-07-08 09:00 | 7 | 9 | 1 | 1 | 0 | 0.32032 | 75.1216 | 75.1216 | 16.0159 | 16.2515 | 9.7834 | 12.9006 | 12.9006 | 1220.8351 | 16.0159 | 0 | 960.5534 | 260.2817 | 0 | 206.6145 | 0 | 0 | 59.1057 | 0 | 0 | 960.5534 | 260.2817 | 0 | 206.6145 | 0 | 0 | 0.32032 | 0.30643
2018-07-08 10:00 | 7 | 10 | 1 | 1 | 0 | 0.29654 | 82.3786 | 82.3786 | 14.8272 | 16.2515 | 9.7834 | 12.9006 | 12.9006 | 1338.773 | 14.8272 | 0 | 1097.8094 | 240.9636 | 0 | 191.2796 | 0 | 0 | 67.5514 | 0 | 0 | 1097.8094 | 240.9636 | 0 | 191.2796 | 0 | 0 | 0.29654 | 0.22976
2018-07-08 11:00 | 7 | 11 | 1 | 1 | 1 | 0.37668 | 86.4157 | 86.4157 | 18.8342 | 16.2515 | 9.7834 | 12.9006 | 12.9006 | 1404.3815 | 18.8342 | 0 | 1098.2983 | 306.0832 | 0 | 242.9723 | 0 | 0 | 67.5815 | 0 | 0 | 1098.2983 | 306.0832 | 0 | 242.9723 | 0 | 0 | 0.37668 | 0.39653
2018-07-08 12:00 | 7 | 12 | 1 | 1 | 1 | 0.30975 | 92.5205 | 92.5205 | 15.4874 | 16.2515 | 9.7834 | 12.9006 | 12.9006 | 1503.5934 | 15.4874 | 0 | 1251.8998 | 251.6936 | 0 | 199.7972 | 0 | 0 | 77.0331 | 0 | 0 | 1251.8998 | 251.6936 | 0 | 199.7972 | 0 | 0 | 0.30975 | 0.40289
2018-07-08 13:00 | 7 | 13 | 1 | 1 | 1 | 0.30496 | 97.8812 | 97.8812 | 15.2482 | 16.2515 | 9.7834 | 12.9006 | 12.9006 | 1590.7121 | 15.2482 | 0 | 1342.9058 | 247.8063 | 0 | 196.7114 | 0 | 0 | 82.633 | 0 | 0 | 1342.9058 | 247.8063 | 0 | 196.7114 | 0 | 0 | 0.30496 | 0.27248
2018-07-08 14:00 | 7 | 14 | 1 | 1 | 1 | 0.22628 | 99.4638 | 99.4638 | 11.3141 | 16.2515 | 9.7834 | 12.9006 | 12.9006 | 1616.4309 | 11.3141 | 0 | 1432.5603 | 183.8706 | 0 | 145.9585 | 0 | 0 | 88.1497 | 0 | 0 | 1432.5603 | 183.8706 | 0 | 145.9585 | 0 | 0 | 0.22628 | 0.22432
2018-07-08 15:00 | 7 | 15 | 1 | 1 | 1 | 0.097881 | 105.3715 | 105.3715 | 4.8941 | 16.2515 | 9.7834 | 12.9006 | 12.9006 | 1712.4403 | 4.8941 | 0 | 1632.9044 | 79.5358 | 0 | 63.1364 | 0 | 0 | 100.4774 | 0 | 0 | 1632.9044 | 79.5358 | 0 | 63.1364 | 0 | 0 | 0.097881 | 0.12882
2018-07-08 16:00 | 7 | 16 | 1 | 1 | 1 | 0.098205 | 107.0875 | 107.0875 | 4.9103 | 16.2515 | 9.7834 | 12.9006 | 12.9006 | 1740.3286 | 4.9103 | 0 | 1660.5295 | 79.799 | 0 | 63.3454 | 0 | 0 | 102.1773 | 0 | 0 | 1660.5295 | 79.799 | 0 | 63.3454 | 0 | 0 | 0.098205 | 0.21469
2018-07-08 17:00 | 7 | 17 | 1 | 1 | 1 | 0.054816 | 66.4405 | 66.4405 | 2.7408 | 16.2515 | 9.7834 | 12.9006 | 12.9006 | 1079.7551 | 2.7408 | 0 | 1035.2131 | 44.542 | 0 | 35.3579 | 0 | 0 | 63.6997 | 0 | 0 | 1035.2131 | 44.542 | 0 | 35.3579 | 0 | 0 | 0.054816 | 0.14089
2018-07-08 18:00 | 7 | 18 | 1 | 1 | 1 | 0.062906 | 57.9536 | 57.9536 | 3.1453 | 16.2515 | 9.7834 | 12.9006 | 12.9006 | 941.8299 | 3.1453 | 0 | 890.714 | 51.1159 | 0 | 40.5764 | 0 | 0 | 54.8083 | 0 | 0 | 890.714 | 51.1159 | 0 | 40.5764 | 0 | 0 | 0.062906 | 0.066567
2018-07-08 19:00 | 7 | 19 | 1 | 1 | 0 | 0.016263 | 57.1412 | 57.1412 | 0.81316 | 16.2515 | 9.7834 | 12.9006 | 12.9006 | 928.6276 | 0.81316 | 0 | 915.4125 | 13.215 | 0 | 10.4902 | 0 | 0 | 56.328 | 0 | 0 | 915.4125 | 13.215 | 0 | 10.4902 | 0 | 0 | 0.016263 | 0.018102
2018-07-08 20:00 | 7 | 20 | 1 | 1 | 0 | 0 | 63.7483 | 63.7483 | 0 | 16.2515 | 9.7834 | 12.9006 | 12.9006 | 1036.003 | 0 | 0 | 1036.003 | 0 | 0 | 0 | 0 | 0 | 63.7483 | 0 | 0 | 1036.003 | 0 | 0 | 0 | 0 | 0 | 0 | 0
2018-07-08 21:00 | 7 | 21 | 1 | 1 | 0 | 0 | 68.2551 | 68.2551 | 0 | 16.2515 | 9.7834 | 12.9006 | 12.9006 | 1109.2441 | 0 | 0 | 1109.2441 | 0 | 0 | 0 | 0 | 0 | 68.2551 | 0 | 0 | 1109.2441 | 0 | 0 | 0 | 0 | 0 | 0 | 0
2018-07-08 22:00 | 7 | 22 | 1 | 1 | 0 | 0 | 67.4722 | 67.4722 | 0 | 16.2515 | 9.7834 | 12.9006 | 12.9006 | 1096.5213 | 0 | 0 | 1096.5213 | 0 | 0 | 0 | 0 | 0 | 67.4722 | 0 | 0 | 1096.5213 | 0 | 0 | 0 | 0 | 0 | 0 | 0
2018-07-08 23:00 | 7 | 23 | 1 | 1 | 0 | 0 | 65.3766 | 65.3766 | 0 | 16.2515 | 9.7834 | 12.9006 | 12.9006 | 1062.4645 | 0 | 0 | 1062.4645 | 0 | 0 | 0 | 0 | 0 | 65.3766 | 0 | 0 | 1062.4645 | 0 | 0 | 0 | 0 | 0 | 0 | 0
2018-07-09 | 7 | 0 | 2 | 1 | 0 | 0 | 66.0718 | 66.0718 | 0 | 16.2515 | 9.7834 | 12.9006 | 12.9006 | 1073.7625 | 0 | 0 | 1073.7625 | 0 | 0 | 0 | 0 | 0 | 66.0718 | 0 | 0 | 1073.7625 | 0 | 0 | 0 | 0 | 0 | 0 | 0
2018-07-09 01:00 | 7 | 1 | 2 | 1 | 0 | 0 | 65.9547 | 65.9547 | 0 | 16.2515 | 9.7834 | 12.9006 | 12.9006 | 1071.8607 | 0 | 0 | 1071.8607 | 0 | 0 | 0 | 0 | 0 | 65.9547 | 0 | 0 | 1071.8607 | 0 | 0 | 0 | 0 | 0 | 0 | 0
2018-07-09 02:00 | 7 | 2 | 2 | 1 | 0 | 0 | 66.4487 | 66.4487 | 0 | 16.2515 | 9.7834 | 12.9006 | 12.9006 | 1079.8882 | 0 | 0 | 1079.8882 | 0 | 0 | 0 | 0 | 0 | 66.4487 | 0 | 0 | 1079.8882 | 0 | 0 | 0 | 0 | 0 | 0 | 0
2018-07-09 03:00 | 7 | 3 | 2 | 1 | 0 | 0 | 69.0015 | 69.0015 | 0 | 16.2515 | 9.7834 | 12.9006 | 12.9006 | 1121.3755 | 0 | 0 | 1121.3755 | 0 | 0 | 0 | 0 | 0 | 69.0015 | 0 | 0 | 1121.3755 | 0 | 0 | 0 | 0 | 0 | 0 | 0
2018-07-09 04:00 | 7 | 4 | 2 | 1 | 0 | 0 | 75.7534 | 75.7534 | 0 | 16.2515 | 9.7834 | 12.9006 | 12.9006 | 1231.1039 | 0 | 0 | 1231.1039 | 0 | 0 | 0 | 0 | 0 | 75.7534 | 0 | 0 | 1231.1039 | 0 | 0 | 0 | 0 | 0 | 0 | 0
2018-07-09 05:00 | 7 | 5 | 2 | 1 | 0 | 0 | 73.677 | 73.677 | 0 | 16.2515 | 9.7834 | 12.9006 | 12.9006 | 1197.3585 | 0 | 0 | 1197.3585 | 0 | 0 | 0 | 0 | 0 | 73.677 | 0 | 0 | 1197.3585 | 0 | 0 | 0 | 0 | 0 | 0 | 0.0013287
2018-07-09 06:00 | 7 | 6 | 2 | 1 | 0 | 0.053914 | 101.9034 | 101.9034 | 2.6957 | 16.2515 | 9.7834 | 12.9006 | 12.9006 | 1656.0795 | 2.6957 | 0 | 1612.2704 | 43.8091 | 0 | 34.7761 | 0 | 0 | 99.2077 | 0 | 0 | 1612.2704 | 43.8091 | 0 | 34.7761 | 0 | 0 | 0.053914 | 0
2018-07-09 07:00 | 7 | 7 | 2 | 1 | 0 | 0.010325 | 122.8749 | 122.8749 | 0.51626 | 16.2515 | 9.7834 | 12.9006 | 12.9006 | 1996.8956 | 0.51626 | 0 | 1988.5056 | 8.39 | 0 | 6.6601 | 0 | 0 | 122.3586 | 0 | 0 | 1988.5056 | 8.39 | 0 | 6.6601 | 0 | 0 | 0.010325 | 0.093501
2018-07-09 08:00 | 7 | 8 | 2 | 1 | 0 | 0.049162 | 145.3899 | 145.3899 | 2.4581 | 16.2515 | 9.7834 | 12.9006 | 12.9006 | 2362.7977 | 2.4581 | 0 | 2322.8501 | 39.9475 | 0 | 31.7108 | 0 | 0 | 142.9318 | 0 | 0 | 2322.8501 | 39.9475 | 0 | 31.7108 | 0 | 0 | 0.049162 | 0.063244
2018-07-09 09:00 | 7 | 9 | 2 | 1 | 0 | 0.093856 | 169.9235 | 169.9235 | 4.6928 | 16.2515 | 9.7834 | 12.9006 | 12.9006 | 2761.5039 | 4.6928 | 0 | 2685.2391 | 76.2648 | 0 | 60.5399 | 0 | 0 | 165.2307 | 0 | 0 | 2685.2391 | 76.2648 | 0 | 60.5399 | 0 | 0 | 0.093856 | 0.13263
2018-07-09 10:00 | 7 | 10 | 2 | 1 | 0 | 0.12519 | 193.8252 | 193.8252 | 6.2596 | 16.2515 | 9.7834 | 12.9006 | 12.9006 | 3149.941 | 6.2596 | 0 | 3048.2134 | 101.7276 | 0 | 80.7525 | 0 | 0 | 187.5656 | 0 | 0 | 3048.2134 | 101.7276 | 0 | 80.7525 | 0 | 0 | 0.12519 | 0.15264
2018-07-09 11:00 | 7 | 11 | 2 | 1 | 1 | 0.16431 | 210.3182 | 210.3182 | 8.2157 | 16.2515 | 9.7834 | 12.9006 | 12.9006 | 3417.9767 | 8.2157 | 0 | 3284.4588 | 133.5179 | 0 | 105.988 | 0 | 0 | 202.1024 | 0 | 0 | 3284.4588 | 133.5179 | 0 | 105.988 | 0 | 0 | 0.16431 | 0.23425
2018-07-09 12:00 | 7 | 12 | 2 | 1 | 1 | 0.30554 | 223.9143 | 223.9143 | 15.2768 | 16.2515 | 9.7834 | 12.9006 | 12.9006 | 3638.9337 | 15.2768 | 0 | 3390.6626 | 248.2711 | 0 | 197.0803 | 0 | 0 | 208.6375 | 0 | 0 | 3390.6626 | 248.2711 | 0 | 197.0803 | 0 | 0 | 0.30554 | 0.33912
2018-07-09 13:00 | 7 | 13 | 2 | 1 | 1 | 0.37497 | 228.3787 | 228.3787 | 18.7486 | 16.2515 | 9.7834 | 12.9006 | 12.9006 | 3711.4858 | 18.7486 | 0 | 3406.7938 | 304.6921 | 0 | 241.868 | 0 | 0 | 209.6301 | 0 | 0 | 3406.7938 | 304.6921 | 0 | 241.868 | 0 | 0 | 0.37497 | 0.33048
2018-07-09 14:00 | 7 | 14 | 2 | 1 | 1 | 0.32648 | 225.4926 | 225.4926 | 16.3239 | 16.2515 | 9.7834 | 12.9006 | 12.9006 | 3664.583 | 16.3239 | 0 | 3399.295 | 265.288 | 0 | 210.5886 | 0 | 0 | 209.1686 | 0 | 0 | 3399.295 | 265.288 | 0 | 210.5886 | 0 | 0 | 0.32648 | 0.33696
2018-07-09 15:00 | 7 | 15 | 2 | 1 | 1 | 0.18906 | 210.6331 | 210.6331 | 9.4528 | 16.2515 | 9.7834 | 12.9006 | 12.9006 | 3423.0952 | 9.4528 | 0 | 3269.4726 | 153.6226 | 0 | 121.9473 | 0 | 0 | 201.1803 | 0 | 0 | 3269.4726 | 153.6226 | 0 | 121.9473 | 0 | 0 | 0.18906 | 0.30676
2018-07-09 16:00 | 7 | 16 | 2 | 1 | 1 | 0.21507 | 184.9255 | 184.9255 | 10.7532 | 16.2515 | 9.7834 | 12.9006 | 12.9006 | 3005.308 | 10.7532 | 0 | 2830.5521 | 174.756 | 0 | 138.7232 | 0 | 0 | 174.1722 | 0 | 0 | 2830.5521 | 174.756 | 0 | 138.7232 | 0 | 0 | 0.21507 | 0.12665
2018-07-09 17:00 | 7 | 17 | 2 | 1 | 1 | 0.072411 | 111.4164 | 111.4164 | 3.6205 | 16.2515 | 9.7834 | 12.9006 | 12.9006 | 1810.678 | 3.6205 | 0 | 1751.8392 | 58.8388 | 0 | 46.7069 | 0 | 0 | 107.7958 | 0 | 0 | 1751.8392 | 58.8388 | 0 | 46.7069 | 0 | 0 | 0.072411 | 0.10858
2018-07-09 18:00 | 7 | 18 | 2 | 1 | 1 | 0.085971 | 84.77 | 84.77 | 4.2985 | 16.2515 | 9.7834 | 12.9006 | 12.9006 | 1377.6356 | 4.2985 | 0 | 1307.778 | 69.8576 | 0 | 55.4538 | 0 | 0 | 80.4714 | 0 | 0 | 1307.778 | 69.8576 | 0 | 55.4538 | 0 | 0 | 0.085971 | 0.094921
2018-07-09 19:00 | 7 | 19 | 2 | 1 | 0 | 0.013945 | 77.995 | 77.995 | 0.69722 | 16.2515 | 9.7834 | 12.9006 | 12.9006 | 1267.5327 | 0.69722 | 0 | 1256.2018 | 11.3309 | 0 | 8.9946 | 0 | 0 | 77.2978 | 0 | 0 | 1256.2018 | 11.3309 | 0 | 8.9946 | 0 | 0 | 0.013945 | 0.017817
2018-07-09 20:00 | 7 | 20 | 2 | 1 | 0 | 0 | 80.0514 | 80.0514 | 0 | 16.2515 | 9.7834 | 12.9006 | 12.9006 | 1300.9511 | 0 | 0 | 1300.9511 | 0 | 0 | 0 | 0 | 0 | 80.0514 | 0 | 0 | 1300.9511 | 0 | 0 | 0 | 0 | 0 | 0 | 0
2018-07-09 21:00 | 7 | 21 | 2 | 1 | 0 | 0 | 77.0333 | 77.0333 | 0 | 16.2515 | 9.7834 | 12.9006 | 12.9006 | 1251.9031 | 0 | 0 | 1251.9031 | 0 | 0 | 0 | 0 | 0 | 77.0333 | 0 | 0 | 1251.9031 | 0 | 0 | 0 | 0 | 0 | 0 | 0
2018-07-09 22:00 | 7 | 22 | 2 | 1 | 0 | 0 | 70.1238 | 70.1238 | 0 | 16.2515 | 9.7834 | 12.9006 | 12.9006 | 1139.6132 | 0 | 0 | 1139.6132 | 0 | 0 | 0 | 0 | 0 | 70.1238 | 0 | 0 | 1139.6132 | 0 | 0 | 0 | 0 | 0 | 0 | 0
2018-07-09 23:00 | 7 | 23 | 2 | 1 | 0 | 0 | 68.3964 | 68.3964 | 0 | 16.2515 | 9.7834 | 12.9006 | 12.9006 | 1111.5407 | 0 | 0 | 1111.5407 | 0 | 0 | 0 | 0 | 0 | 68.3964 | 0 | 0 | 1111.5407 | 0 | 0 | 0 | 0 | 0 | 0 | 0
2018-07-10 | 7 | 0 | 3 | 1 | 0 | 0 | 68.3838 | 68.3838 | 0 | 16.2515 | 9.7834 | 12.9006 | 12.9006 | 1111.3356 | 0 | 0 | 1111.3356 | 0 | 0 | 0 | 0 | 0 | 68.3838 | 0 | 0 | 1111.3356 | 0 | 0 | 0 | 0 | 0 | 0 | 0
2018-07-10 01:00 | 7 | 1 | 3 | 1 | 0 | 0 | 68.1724 | 68.1724 | 0 | 16.2515 | 9.7834 | 12.9006 | 12.9006 | 1107.9015 | 0 | 0 | 1107.9015 | 0 | 0 | 0 | 0 | 0 | 68.1724 | 0 | 0 | 1107.9015 | 0 | 0 | 0 | 0 | 0 | 0 | 0
2018-07-10 02:00 | 7 | 2 | 3 | 1 | 0 | 0 | 68.6392 | 68.6392 | 0 | 16.2515 | 9.7834 | 12.9006 | 12.9006 | 1115.4863 | 0 | 0 | 1115.4863 | 0 | 0 | 0 | 0 | 0 | 68.6392 | 0 | 0 | 1115.4863 | 0 | 0 | 0 | 0 | 0 | 0 | 0
2018-07-10 03:00 | 7 | 3 | 3 | 1 | 0 | 0 | 71.4597 | 71.4597 | 0 | 16.2515 | 9.7834 | 12.9006 | 12.9006 | 1161.3243 | 0 | 0 | 1161.3243 | 0 | 0 | 0 | 0 | 0 | 71.4597 | 0 | 0 | 1161.3243 | 0 | 0 | 0 | 0 | 0 | 0 | 0
2018-07-10 04:00 | 7 | 4 | 3 | 1 | 0 | 0 | 78.5682 | 78.5682 | 0 | 16.2515 | 9.7834 | 12.9006 | 12.9006 | 1276.8475 | 0 | 0 | 1276.8475 | 0 | 0 | 0 | 0 | 0 | 78.5682 | 0 | 0 | 1276.8475 | 0 | 0 | 0 | 0 | 0 | 0 | 0
2018-07-10 05:00 | 7 | 5 | 3 | 1 | 0 | 0.0026084 | 77.5326 | 77.5326 | 0.13042 | 16.2515 | 9.7834 | 12.9006 | 12.9006 | 1260.0171 | 0.13042 | 0 | 1257.8976 | 2.1195 | 0 | 1.6825 | 0 | 0 | 77.4021 | 0 | 0 | 1257.8976 | 2.1195 | 0 | 1.6825 | 0 | 0 | 0.0026084 | 0.0028447
2018-07-10 06:00 | 7 | 6 | 3 | 1 | 0 | 0.052372 | 110.9309 | 110.9309 | 2.6186 | 16.2515 | 9.7834 | 12.9006 | 12.9006 | 1802.7886 | 2.6186 | 0 | 1760.2329 | 42.5557 | 0 | 33.7812 | 0 | 0 | 108.3123 | 0 | 0 | 1760.2329 | 42.5557 | 0 | 33.7812 | 0 | 0 | 0.052372 | 0.059958
2018-07-10 07:00 | 7 | 7 | 3 | 1 | 0 | 0.1388 | 132.5915 | 132.5915 | 6.9398 | 16.2515 | 9.7834 | 12.9006 | 12.9006 | 2154.8049 | 6.9398 | 0 | 2042.0231 | 112.7819 | 0 | 89.5275 | 0 | 0 | 125.6517 | 0 | 0 | 2042.0231 | 112.7819 | 0 | 89.5275 | 0 | 0 | 0.1388 | 0.19915
2018-07-10 08:00 | 7 | 8 | 3 | 1 | 0 | 0.31642 | 154.106 | 154.106 | 15.821 | 16.2515 | 9.7834 | 12.9006 | 12.9006 | 2504.4465 | 15.821 | 0 | 2247.3314 | 257.1151 | 0 | 204.1008 | 0 | 0 | 138.2849 | 0 | 0 | 2247.3314 | 257.1151 | 0 | 204.1008 | 0 | 0 | 0.31642 | 0.34385
2018-07-10 09:00 | 7 | 9 | 3 | 1 | 0 | 0.48536 | 175.784 | 175.784 | 24.268 | 16.2515 | 9.7834 | 12.9006 | 12.9006 | 2856.7463 | 24.268 | 0 | 2462.3552 | 394.3912 | 0 | 313.0721 | 0 | 0 | 151.516 | 0 | 0 | 2462.3552 | 394.3912 | 0 | 313.0721 | 0 | 0 | 0.48536 | 0.51905
2018-07-10 10:00 | 7 | 10 | 3 | 1 | 0 | 0.53048 | 201.9092 | 201.9092 | 26.5241 | 16.2515 | 9.7834 | 12.9006 | 12.9006 | 3281.3183 | 26.5241 | 0 | 2850.263 | 431.0553 | 0 | 342.1765 | 0 | 0 | 175.3851 | 0 | 0 | 2850.263 | 431.0553 | 0 | 342.1765 | 0 | 0 | 0.53048 | 0.57105
2018-07-10 11:00 | 7 | 11 | 3 | 1 | 1 | 0.53155 | 216.8225 | 216.8225 | 26.5776 | 16.2515 | 9.7834 | 12.9006 | 12.9006 | 3523.6807 | 26.5776 | 0 | 3091.756 | 431.9247 | 0 | 342.8667 | 0 | 0 | 190.2449 | 0 | 0 | 3091.756 | 431.9247 | 0 | 342.8667 | 0 | 0 | 0.53155 | 0.66149
2018-07-10 12:00 | 7 | 12 | 3 | 1 | 1 | 0.50904 | 225.425 | 225.425 | 25.452 | 16.2515 | 9.7834 | 12.9006 | 12.9006 | 3663.4849 | 25.452 | 0 | 3249.8521 | 413.6329 | 0 | 328.3464 | 0 | 0 | 199.973 | 0 | 0 | 3249.8521 | 413.6329 | 0 | 328.3464 | 0 | 0 | 0.50904 | 0.62111
2018-07-10 13:00 | 7 | 13 | 3 | 1 | 1 | 0.49871 | 227.1305 | 227.1305 | 24.9354 | 16.2515 | 9.7834 | 12.9006 | 12.9006 | 3691.2011 | 24.9354 | 0 | 3285.9646 | 405.2366 | 0 | 321.6813 | 0 | 0 | 202.1951 | 0 | 0 | 3285.9646 | 405.2366 | 0 | 321.6813 | 0 | 0 | 0.49871 | 0.62499
2018-07-10 14:00 | 7 | 14 | 3 | 1 | 1 | 0.2915 | 226.2616 | 226.2616 | 14.5748 | 16.2515 | 9.7834 | 12.9006 | 12.9006 | 3677.0808 | 14.5748 | 0 | 3440.2183 | 236.8625 | 0 | 188.0241 | 0 | 0 | 211.6868 | 0 | 0 | 3440.2183 | 236.8625 | 0 | 188.0241 | 0 | 0 | 0.2915 | 0.56699
2018-07-10 15:00 | 7 | 15 | 3 | 1 | 1 | 0.40457 | 210.8478 | 210.8478 | 20.2284 | 16.2515 | 9.7834 | 12.9006 | 12.9006 | 3426.5832 | 20.2284 | 0 | 3097.8423 | 328.741 | 0 | 260.9583 | 0 | 0 | 190.6194 | 0 | 0 | 3097.8423 | 328.741 | 0 | 260.9583 | 0 | 0 | 0.40457 | 0.45927
2018-07-10 16:00 | 7 | 16 | 3 | 1 | 1 | 0.31438 | 189.6826 | 189.6826 | 15.7189 | 16.2515 | 9.7834 | 12.9006 | 12.9006 | 3082.6181 | 15.7189 | 0 | 2827.1639 | 255.4542 | 0 | 202.7824 | 0 | 0 | 173.9637 | 0 | 0 | 2827.1639 | 255.4542 | 0 | 202.7824 | 0 | 0 | 0.31438 | 0.36818
2018-07-10 17:00 | 7 | 17 | 3 | 1 | 1 | 0.21195 | 116.4935 | 116.4935 | 10.5973 | 16.2515 | 9.7834 | 12.9006 | 12.9006 | 1893.1895 | 10.5973 | 0 | 1720.9679 | 172.2216 | 0 | 136.7114 | 0 | 0 | 105.8962 | 0 | 0 | 1720.9679 | 172.2216 | 0 | 136.7114 | 0 | 0 | 0.21195 | 0.21266
2018-07-10 18:00 | 7 | 18 | 3 | 1 | 1 | 0.087269 | 88.6361 | 88.6361 | 4.3634 | 16.2515 | 9.7834 | 12.9006 | 12.9006 | 1440.4652 | 4.3634 | 0 | 1369.553 | 70.9123 | 0 | 56.2909 | 0 | 0 | 84.2726 | 0 | 0 | 1369.553 | 70.9123 | 0 | 56.2909 | 0 | 0 | 0.087269 | 0.081811
2018-07-10 19:00 | 7 | 19 | 3 | 1 | 0 | 0.016095 | 82.5545 | 82.5545 | 0.80476 | 16.2515 | 9.7834 | 12.9006 | 12.9006 | 1341.6305 | 0.80476 | 0 | 1328.552 | 13.0785 | 0 | 10.3819 | 0 | 0 | 81.7497 | 0 | 0 | 1328.552 | 13.0785 | 0 | 10.3819 | 0 | 0 | 0.016095 | 0.020037
2018-07-10 20:00 | 7 | 20 | 3 | 1 | 0 | 0 | 85.9752 | 85.9752 | 0 | 16.2515 | 9.7834 | 12.9006 | 12.9006 | 1397.2227 | 0 | 0 | 1397.2227 | 0 | 0 | 0 | 0 | 0 | 85.9752 | 0 | 0 | 1397.2227 | 0 | 0 | 0 | 0 | 0 | 0 | 0
2018-07-10 21:00 | 7 | 21 | 3 | 1 | 0 | 0 | 79.923 | 79.923 | 0 | 16.2515 | 9.7834 | 12.9006 | 12.9006 | 1298.8647 | 0 | 0 | 1298.8647 | 0 | 0 | 0 | 0 | 0 | 79.923 | 0 | 0 | 1298.8647 | 0 | 0 | 0 | 0 | 0 | 0 | 0
2018-07-10 22:00 | 7 | 22 | 3 | 1 | 0 | 0 | 71.2723 | 71.2723 | 0 | 16.2515 | 9.7834 | 12.9006 | 12.9006 | 1158.2791 | 0 | 0 | 1158.2791 | 0 | 0 | 0 | 0 | 0 | 71.2723 | 0 | 0 | 1158.2791 | 0 | 0 | 0 | 0 | 0 | 0 | 0
2018-07-10 23:00 | 7 | 23 | 3 | 1 | 0 | 0 | 68.1291 | 68.1291 | 0 | 16.2515 | 9.7834 | 12.9006 | 12.9006 | 1107.1968 | 0 | 0 | 1107.1968 | 0 | 0 | 0 | 0 | 0 | 68.1291 | 0 | 0 | 1107.1968 | 0 | 0 | 0 | 0 | 0 | 0 | 0
2018-07-11 | 7 | 0 | 4 | 1 | 0 | 0 | 67.3894 | 67.3894 | 0 | 16.2515 | 9.7834 | 12.9006 | 12.9006 | 1095.1761 | 0 | 0 | 1095.1761 | 0 | 0 | 0 | 0 | 0 | 67.3894 | 0 | 0 | 1095.1761 | 0 | 0 | 0 | 0 | 0 | 0 | 0
2018-07-11 01:00 | 7 | 1 | 4 | 1 | 0 | 0 | 67.2434 | 67.2434 | 0 | 16.2515 | 9.7834 | 12.9006 | 12.9006 | 1092.8028 | 0 | 0 | 1092.8028 | 0 | 0 | 0 | 0 | 0 | 67.2434 | 0 | 0 | 1092.8028 | 0 | 0 | 0 | 0 | 0 | 0 | 0
2018-07-11 02:00 | 7 | 2 | 4 | 1 | 0 | 0 | 67.6878 | 67.6878 | 0 | 16.2515 | 9.7834 | 12.9006 | 12.9006 | 1100.0247 | 0 | 0 | 1100.0247 | 0 | 0 | 0 | 0 | 0 | 67.6878 | 0 | 0 | 1100.0247 | 0 | 0 | 0 | 0 | 0 | 0 | 0
2018-07-11 03:00 | 7 | 3 | 4 | 1 | 0 | 0 | 69.9186 | 69.9186 | 0 | 16.2515 | 9.7834 | 12.9006 | 12.9006 | 1136.2784 | 0 | 0 | 1136.2784 | 0 | 0 | 0 | 0 | 0 | 69.9186 | 0 | 0 | 1136.2784 | 0 | 0 | 0 | 0 | 0 | 0 | 0
2018-07-11 04:00 | 7 | 4 | 4 | 1 | 0 | 0 | 76.4367 | 76.4367 | 0 | 16.2515 | 9.7834 | 12.9006 | 12.9006 | 1242.207 | 0 | 0 | 1242.207 | 0 | 0 | 0 | 0 | 0 | 76.4367 | 0 | 0 | 1242.207 | 0 | 0 | 0 | 0 | 0 | 0 | 0
2018-07-11 05:00 | 7 | 5 | 4 | 1 | 0 | 0.0025186 | 74.7067 | 74.7067 | 0.12593 | 16.2515 | 9.7834 | 12.9006 | 12.9006 | 1214.0934 | 0.12593 | 0 | 1212.0469 | 2.0466 | 0 | 1.6246 | 0 | 0 | 74.5808 | 0 | 0 | 1212.0469 | 2.0466 | 0 | 1.6246 | 0 | 0 | 0.0025186 | 0.0026897
2018-07-11 06:00 | 7 | 6 | 4 | 1 | 0 | 0.056536 | 99.8814 | 99.8814 | 2.8268 | 16.2515 | 9.7834 | 12.9006 | 12.9006 | 1623.218 | 2.8268 | 0 | 1577.2788 | 45.9392 | 0 | 36.4671 | 0 | 0 | 97.0546 | 0 | 0 | 1577.2788 | 45.9392 | 0 | 36.4671 | 0 | 0 | 0.056536 | 0.065979
2018-07-11 07:00 | 7 | 7 | 4 | 1 | 0 | 0.19989 | 121.1513 | 121.1513 | 9.9943 | 16.2515 | 9.7834 | 12.9006 | 12.9006 | 1968.8845 | 9.9943 | 0 | 1806.4634 | 162.4211 | 0 | 128.9317 | 0 | 0 | 111.157 | 0 | 0 | 1806.4634 | 162.4211 | 0 | 128.9317 | 0 | 0 | 0.19989 | 0.21927
2018-07-11 08:00 | 7 | 8 | 4 | 1 | 0 | 0.35341 | 144.4637 | 144.4637 | 17.6705 | 16.2515 | 9.7834 | 12.9006 | 12.9006 | 2347.7452 | 17.6705 | 0 | 2060.5738 | 287.1714 | 0 | 227.9598 | 0 | 0 | 126.7932 | 0 | 0 | 2060.5738 | 287.1714 | 0 | 227.9598 | 0 | 0 | 0.35341 | 0.3861
2018-07-11 09:00 | 7 | 9 | 4 | 1 | 0 | 0.47252 | 171.1929 | 171.1929 | 23.6258 | 16.2515 | 9.7834 | 12.9006 | 12.9006 | 2782.1337 | 23.6258 | 0 | 2398.18 | 383.9537 | 0 | 304.7867 | 0 | 0 | 147.5671 | 0 | 0 | 2398.18 | 383.9537 | 0 | 304.7867 | 0 | 0 | 0.47252 | 0.5181
2018-07-11 10:00 | 7 | 10 | 4 | 1 | 0 | 0.38559 | 197.9991 | 197.9991 | 19.2796 | 16.2515 | 9.7834 | 12.9006 | 12.9006 | 3217.7744 | 19.2796 | 0 | 2904.4528 | 313.3216 | 0 | 248.7182 | 0 | 0 | 178.7195 | 0 | 0 | 2904.4528 | 313.3216 | 0 | 248.7182 | 0 | 0 | 0.38559 | 0.55688
2018-07-11 11:00 | 7 | 11 | 4 | 1 | 1 | 0.5041 | 212.4097 | 212.4097 | 25.2048 | 16.2515 | 9.7834 | 12.9006 | 12.9006 | 3451.9664 | 25.2048 | 0 | 3042.3517 | 409.6147 | 0 | 325.1567 | 0 | 0 | 187.2049 | 0 | 0 | 3042.3517 | 409.6147 | 0 | 325.1567 | 0 | 0 | 0.5041 | 0.59504
2018-07-11 12:00 | 7 | 12 | 4 | 1 | 1 | 0.42029 | 220.2236 | 220.2236 | 21.0147 | 16.2515 | 9.7834 | 12.9006 | 12.9006 | 3578.9539 | 21.0147 | 0 | 3237.4345 | 341.5195 | 0 | 271.102 | 0 | 0 | 199.2089 | 0 | 0 | 3237.4345 | 341.5195 | 0 | 271.102 | 0 | 0 | 0.42029 | 0.57036
2018-07-11 13:00 | 7 | 13 | 4 | 1 | 1 | 0.55619 | 222.1142 | 222.1142 | 27.8097 | 16.2515 | 9.7834 | 12.9006 | 12.9006 | 3609.6795 | 27.8097 | 0 | 3157.7322 | 451.9473 | 0 | 358.7608 | 0 | 0 | 194.3046 | 0 | 0 | 3157.7322 | 451.9473 | 0 | 358.7608 | 0 | 0 | 0.55619 | 0.55449
2018-07-11 14:00 | 7 | 14 | 4 | 1 | 1 | 0.46196 | 215.9388 | 215.9388 | 23.0982 | 16.2515 | 9.7834 | 12.9006 | 12.9006 | 3509.32 | 23.0982 | 0 | 3133.9414 | 375.3786 | 0 | 297.9797 | 0 | 0 | 192.8406 | 0 | 0 | 3133.9414 | 375.3786 | 0 | 297.9797 | 0 | 0 | 0.46196 | 0.54914
2018-07-11 15:00 | 7 | 15 | 4 | 1 | 1 | 0.40431 | 198.5525 | 198.5525 | 20.2155 | 16.2515 | 9.7834 | 12.9006 | 12.9006 | 3226.7668 | 20.2155 | 0 | 2898.2355 | 328.5313 | 0 | 260.7918 | 0 | 0 | 178.337 | 0 | 0 | 2898.2355 | 328.5313 | 0 | 260.7918 | 0 | 0 | 0.40431 | 0.31029
2018-07-11 16:00 | 7 | 16 | 4 | 1 | 1 | 0.14919 | 176.201 | 176.201 | 7.4593 | 16.2515 | 9.7834 | 12.9006 | 12.9006 | 2863.5233 | 7.4593 | 0 | 2742.298 | 121.2253 | 0 | 96.23 | 0 | 0 | 168.7417 | 0 | 0 | 2742.298 | 121.2253 | 0 | 96.23 | 0 | 0 | 0.14919 | 0.17557
2018-07-11 17:00 | 7 | 17 | 4 | 1 | 1 | 0.21061 | 104.9968 | 104.9968 | 10.5305 | 16.2515 | 9.7834 | 12.9006 | 12.9006 | 1706.3509 | 10.5305 | 0 | 1535.2158 | 171.1352 | 0 | 135.849 | 0 | 0 | 94.4664 | 0 | 0 | 1535.2158 | 171.1352 | 0 | 135.849 | 0 | 0 | 0.21061 | 0.24055
2018-07-11 18:00 | 7 | 18 | 4 | 1 | 1 | 0.095581 | 80.3667 | 80.3667 | 4.7791 | 16.2515 | 9.7834 | 12.9006 | 12.9006 | 1306.076 | 4.7791 | 0 | 1228.4093 | 77.6667 | 0 | 61.6527 | 0 | 0 | 75.5876 | 0 | 0 | 1228.4093 | 77.6667 | 0 | 61.6527 | 0 | 0 | 0.095581 | 0.089311
2018-07-11 19:00 | 7 | 19 | 4 | 1 | 0 | 0.015956 | 71.8063 | 71.8063 | 0.79778 | 16.2515 | 9.7834 | 12.9006 | 12.9006 | 1166.9571 | 0.79778 | 0 | 1153.9921 | 12.965 | 0 | 10.2918 | 0 | 0 | 71.0085 | 0 | 0 | 1153.9921 | 12.965 | 0 | 10.2918 | 0 | 0 | 0.015956 | 0.01898
2018-07-11 20:00 | 7 | 20 | 4 | 1 | 0 | 0 | 76.3345 | 76.3345 | 0 | 16.2515 | 9.7834 | 12.9006 | 12.9006 | 1240.5469 | 0 | 0 | 1240.5469 | 0 | 0 | 0 | 0 | 0 | 76.3345 | 0 | 0 | 1240.5469 | 0 | 0 | 0 | 0 | 0 | 0 | 0
2018-07-11 21:00 | 7 | 21 | 4 | 1 | 0 | 0 | 74.2488 | 74.2488 | 0 | 16.2515 | 9.7834 | 12.9006 | 12.9006 | 1206.6504 | 0 | 0 | 1206.6504 | 0 | 0 | 0 | 0 | 0 | 74.2488 | 0 | 0 | 1206.6504 | 0 | 0 | 0 | 0 | 0 | 0 | 0
2018-07-11 22:00 | 7 | 22 | 4 | 1 | 0 | 0 | 68.1043 | 68.1043 | 0 | 16.2515 | 9.7834 | 12.9006 | 12.9006 | 1106.7937 | 0 | 0 | 1106.7937 | 0 | 0 | 0 | 0 | 0 | 68.1043 | 0 | 0 | 1106.7937 | 0 | 0 | 0 | 0 | 0 | 0 | 0
2018-07-11 23:00 | 7 | 23 | 4 | 1 | 0 | 0 | 65.4338 | 65.4338 | 0 | 16.2515 | 9.7834 | 12.9006 | 12.9006 | 1063.3951 | 0 | 0 | 1063.3951 | 0 | 0 | 0 | 0 | 0 | 65.4338 | 0 | 0 | 1063.3951 | 0 | 0 | 0 | 0 | 0 | 0 | 0
2018-07-12 | 7 | 0 | 5 | 1 | 0 | 0 | 64.9185 | 64.9185 | 0 | 16.2515 | 9.7834 | 12.9006 | 12.9006 | 1055.0208 | 0 | 0 | 1055.0208 | 0 | 0 | 0 | 0 | 0 | 64.9185 | 0 | 0 | 1055.0208 | 0 | 0 | 0 | 0 | 0 | 0 | 0
2018-07-12 01:00 | 7 | 1 | 5 | 1 | 0 | 0 | 64.6992 | 64.6992 | 0 | 16.2515 | 9.7834 | 12.9006 | 12.9006 | 1051.4568 | 0 | 0 | 1051.4568 | 0 | 0 | 0 | 0 | 0 | 64.6992 | 0 | 0 | 1051.4568 | 0 | 0 | 0 | 0 | 0 | 0 | 0
2018-07-12 02:00 | 7 | 2 | 5 | 1 | 0 | 0 | 64.9652 | 64.9652 | 0 | 16.2515 | 9.7834 | 12.9006 | 12.9006 | 1055.7791 | 0 | 0 | 1055.7791 | 0 | 0 | 0 | 0 | 0 | 64.9652 | 0 | 0 | 1055.7791 | 0 | 0 | 0 | 0 | 0 | 0 | 0
2018-07-12 03:00 | 7 | 3 | 5 | 1 | 0 | 0 | 67.3396 | 67.3396 | 0 | 16.2515 | 9.7834 | 12.9006 | 12.9006 | 1094.3667 | 0 | 0 | 1094.3667 | 0 | 0 | 0 | 0 | 0 | 67.3396 | 0 | 0 | 1094.3667 | 0 | 0 | 0 | 0 | 0 | 0 | 0
2018-07-12 04:00 | 7 | 4 | 5 | 1 | 0 | 0 | 74.0604 | 74.0604 | 0 | 16.2515 | 9.7834 | 12.9006 | 12.9006 | 1203.5896 | 0 | 0 | 1203.5896 | 0 | 0 | 0 | 0 | 0 | 74.0604 | 0 | 0 | 1203.5896 | 0 | 0 | 0 | 0 | 0 | 0 | 0
2018-07-12 05:00 | 7 | 5 | 5 | 1 | 0 | 0 | 72.5557 | 72.5557 | 0 | 16.2515 | 9.7834 | 12.9006 | 12.9006 | 1179.1358 | 0 | 0 | 1179.1358 | 0 | 0 | 0 | 0 | 0 | 72.5557 | 0 | 0 | 1179.1358 | 0 | 0 | 0 | 0 | 0 | 0 | 0
2018-07-12 06:00 | 7 | 6 | 5 | 1 | 0 | 0.02303 | 96.1766 | 96.1766 | 1.1515 | 16.2515 | 9.7834 | 12.9006 | 12.9006 | 1563.0092 | 1.1515 | 0 | 1544.296 | 18.7132 | 0 | 14.8548 | 0 | 0 | 95.0251 | 0 | 0 | 1544.296 | 18.7132 | 0 | 14.8548 | 0 | 0 | 0.02303 | 0.036839
2018-07-12 07:00 | 7 | 7 | 5 | 1 | 0 | 0.075729 | 114.3094 | 114.3094 | 3.7864 | 16.2515 | 9.7834 | 12.9006 | 12.9006 | 1857.6937 | 3.7864 | 0 | 1796.1587 | 61.535 | 0 | 48.8472 | 0 | 0 | 110.5229 | 0 | 0 | 1796.1587 | 61.535 | 0 | 48.8472 | 0 | 0 | 0.075729 | 0.059252
2018-07-12 08:00 | 7 | 8 | 5 | 1 | 0 | 0.18354 | 130.5608 | 130.5608 | 9.177 | 16.2515 | 9.7834 | 12.9006 | 12.9006 | 2121.8036 | 9.177 | 0 | 1972.664 | 149.1396 | 0 | 118.3887 | 0 | 0 | 121.3838 | 0 | 0 | 1972.664 | 149.1396 | 0 | 118.3887 | 0 | 0 | 0.18354 | 0.1796
2018-07-12 09:00 | 7 | 9 | 5 | 1 | 0 | 0.097966 | 147.5534 | 147.5534 | 4.8983 | 16.2515 | 9.7834 | 12.9006 | 12.9006 | 2397.9569 | 4.8983 | 0 | 2318.3527 | 79.6042 | 0 | 63.1907 | 0 | 0 | 142.6551 | 0 | 0 | 2318.3527 | 79.6042 | 0 | 63.1907 | 0 | 0 | 0.097966 | 0.20444
2018-07-12 10:00 | 7 | 10 | 5 | 1 | 0 | 0.24271 | 167.367 | 167.367 | 12.1356 | 16.2515 | 9.7834 | 12.9006 | 12.9006 | 2719.9582 | 12.1356 | 0 | 2522.7378 | 197.2204 | 0 | 156.5557 | 0 | 0 | 155.2315 | 0 | 0 | 2522.7378 | 197.2204 | 0 | 156.5557 | 0 | 0 | 0.24271 | 0.38887
2018-07-12 11:00 | 7 | 11 | 5 | 1 | 1 | 0.21458 | 177.9616 | 177.9616 | 10.7289 | 16.2515 | 9.7834 | 12.9006 | 12.9006 | 2892.1351 | 10.7289 | 0 | 2717.7749 | 174.3603 | 0 | 138.4091 | 0 | 0 | 167.2327 | 0 | 0 | 2717.7749 | 174.3603 | 0 | 138.4091 | 0 | 0 | 0.21458 | 0.59949
2018-07-12 12:00 | 7 | 12 | 5 | 1 | 1 | 0.50675 | 177.7516 | 177.7516 | 25.3374 | 16.2515 | 9.7834 | 12.9006 | 12.9006 | 2888.7232 | 25.3374 | 0 | 2476.9535 | 411.7697 | 0 | 326.8674 | 0 | 0 | 152.4142 | 0 | 0 | 2476.9535 | 411.7697 | 0 | 326.8674 | 0 | 0 | 0.50675 | 0.5052
2018-07-12 13:00 | 7 | 13 | 5 | 1 | 1 | 0.41262 | 175.3516 | 175.3516 | 20.6309 | 16.2515 | 9.7834 | 12.9006 | 12.9006 | 2849.7197 | 20.6309 | 0 | 2514.4375 | 335.2822 | 0 | 266.1507 | 0 | 0 | 154.7207 | 0 | 0 | 2514.4375 | 335.2822 | 0 | 266.1507 | 0 | 0 | 0.41262 | 0.55912
2018-07-12 14:00 | 7 | 14 | 5 | 1 | 1 | 0.59194 | 167.2315 | 167.2315 | 29.5969 | 16.2515 | 9.7834 | 12.9006 | 12.9006 | 2717.7554 | 29.5969 | 0 | 2236.7618 | 480.9935 | 0 | 381.8181 | 0 | 0 | 137.6345 | 0 | 0 | 2236.7618 | 480.9935 | 0 | 381.8181 | 0 | 0 | 0.59194 | 0.61489
2018-07-12 15:00 | 7 | 15 | 5 | 1 | 1 | 0.34696 | 154.1869 | 154.1869 | 17.3478 | 16.2515 | 9.7834 | 12.9006 | 12.9006 | 2505.7619 | 17.3478 | 0 | 2223.8349 | 281.927 | 0 | 223.7968 | 0 | 0 | 136.8391 | 0 | 0 | 2223.8349 | 281.927 | 0 | 223.7968 | 0 | 0 | 0.34696 | 0.4613
2018-07-12 16:00 | 7 | 16 | 5 | 1 | 1 | 0.39505 | 139.9432 | 139.9432 | 19.7523 | 16.2515 | 9.7834 | 12.9006 | 12.9006 | 2274.2806 | 19.7523 | 0 | 1953.277 | 321.0036 | 0 | 254.8163 | 0 | 0 | 120.1909 | 0 | 0 | 1953.277 | 321.0036 | 0 | 254.8163 | 0 | 0 | 0.39505 | 0.43179
2018-07-12 17:00 | 7 | 17 | 5 | 1 | 1 | 0.24843 | 92.8529 | 92.8529 | 12.4216 | 16.2515 | 9.7834 | 12.9006 | 12.9006 | 1508.9955 | 12.4216 | 0 | 1307.1256 | 201.8699 | 0 | 160.2466 | 0 | 0 | 80.4313 | 0 | 0 | 1307.1256 | 201.8699 | 0 | 160.2466 | 0 | 0 | 0.24843 | 0.27245
2018-07-12 18:00 | 7 | 18 | 5 | 1 | 1 | 0.093003 | 72.4447 | 72.4447 | 4.6502 | 16.2515 | 9.7834 | 12.9006 | 12.9006 | 1177.332 | 4.6502 | 0 | 1101.76 | 75.572 | 0 | 59.9899 | 0 | 0 | 67.7945 | 0 | 0 | 1101.76 | 75.572 | 0 | 59.9899 | 0 | 0 | 0.093003 | 0.10436
2018-07-12 19:00 | 7 | 19 | 5 | 1 | 0 | 0.013827 | 68.1806 | 68.1806 | 0.69137 | 16.2515 | 9.7834 | 12.9006 | 12.9006 | 1108.0337 | 0.69137 | 0 | 1096.798 | 11.2357 | 0 | 8.919 | 0 | 0 | 67.4892 | 0 | 0 | 1096.798 | 11.2357 | 0 | 8.919 | 0 | 0 | 0.013827 | 0.016575
2018-07-12 20:00 | 7 | 20 | 5 | 1 | 0 | 0 | 75.6482 | 75.6482 | 0 | 16.2515 | 9.7834 | 12.9006 | 12.9006 | 1229.3934 | 0 | 0 | 1229.3934 | 0 | 0 | 0 | 0 | 0 | 75.6482 | 0 | 0 | 1229.3934 | 0 | 0 | 0 | 0 | 0 | 0 | 0
2018-07-12 21:00 | 7 | 21 | 5 | 1 | 0 | 0 | 75.1843 | 75.1843 | 0 | 16.2515 | 9.7834 | 12.9006 | 12.9006 | 1221.8542 | 0 | 0 | 1221.8542 | 0 | 0 | 0 | 0 | 0 | 75.1843 | 0 | 0 | 1221.8542 | 0 | 0 | 0 | 0 | 0 | 0 | 0
2018-07-12 22:00 | 7 | 22 | 5 | 1 | 0 | 0 | 70.2805 | 70.2805 | 0 | 16.2515 | 9.7834 | 12.9006 | 12.9006 | 1142.1598 | 0 | 0 | 1142.1598 | 0 | 0 | 0 | 0 | 0 | 70.2805 | 0 | 0 | 1142.1598 | 0 | 0 | 0 | 0 | 0 | 0 | 0
2018-07-12 23:00 | 7 | 23 | 5 | 1 | 0 | 0 | 68.4945 | 68.4945 | 0 | 16.2515 | 9.7834 | 12.9006 | 12.9006 | 1113.1352 | 0 | 0 | 1113.1352 | 0 | 0 | 0 | 0 | 0 | 68.4945 | 0 | 0 | 1113.1352 | 0 | 0 | 0 | 0 | 0 | 0 | 0
2018-07-13 | 7 | 0 | 6 | 1 | 0 | 0 | 67.8715 | 67.8715 | 0 | 16.2515 | 9.7834 | 12.9006 | 12.9006 | 1103.0105 | 0 | 0 | 1103.0105 | 0 | 0 | 0 | 0 | 0 | 67.8715 | 0 | 0 | 1103.0105 | 0 | 0 | 0 | 0 | 0 | 0 | 0
2018-07-13 01:00 | 7 | 1 | 6 | 1 | 0 | 0 | 67.8152 | 67.8152 | 0 | 16.2515 | 9.7834 | 12.9006 | 12.9006 | 1102.0961 | 0 | 0 | 1102.0961 | 0 | 0 | 0 | 0 | 0 | 67.8152 | 0 | 0 | 1102.0961 | 0 | 0 | 0 | 0 | 0 | 0 | 0
2018-07-13 02:00 | 7 | 2 | 6 | 1 | 0 | 0 | 68.6204 | 68.6204 | 0 | 16.2515 | 9.7834 | 12.9006 | 12.9006 | 1115.1815 | 0 | 0 | 1115.1815 | 0 | 0 | 0 | 0 | 0 | 68.6204 | 0 | 0 | 1115.1815 | 0 | 0 | 0 | 0 | 0 | 0 | 0
2018-07-13 03:00 | 7 | 3 | 6 | 1 | 0 | 0 | 70.9319 | 70.9319 | 0 | 16.2515 | 9.7834 | 12.9006 | 12.9006 | 1152.7461 | 0 | 0 | 1152.7461 | 0 | 0 | 0 | 0 | 0 | 70.9319 | 0 | 0 | 1152.7461 | 0 | 0 | 0 | 0 | 0 | 0 | 0
2018-07-13 04:00 | 7 | 4 | 6 | 1 | 0 | 0 | 77.1381 | 77.1381 | 0 | 16.2515 | 9.7834 | 12.9006 | 12.9006 | 1253.606 | 0 | 0 | 1253.606 | 0 | 0 | 0 | 0 | 0 | 77.1381 | 0 | 0 | 1253.606 | 0 | 0 | 0 | 0 | 0 | 0 | 0
2018-07-13 05:00 | 7 | 5 | 6 | 1 | 0 | 0.0021427 | 75.7258 | 75.7258 | 0.10713 | 16.2515 | 9.7834 | 12.9006 | 12.9006 | 1230.6538 | 0.10713 | 0 | 1228.9127 | 1.7411 | 0 | 1.3821 | 0 | 0 | 75.6186 | 0 | 0 | 1228.9127 | 1.7411 | 0 | 1.3821 | 0 | 0 | 0.0021427 | 0.0024657
2018-07-13 06:00 | 7 | 6 | 6 | 1 | 0 | 0.051291 | 98.1785 | 98.1785 | 2.5646 | 16.2515 | 9.7834 | 12.9006 | 12.9006 | 1595.5444 | 2.5646 | 0 | 1553.8663 | 41.6781 | 0 | 33.0845 | 0 | 0 | 95.614 | 0 | 0 | 1553.8663 | 41.6781 | 0 | 33.0845 | 0 | 0 | 0.051291 | 0.053437
2018-07-13 07:00 | 7 | 7 | 6 | 1 | 0 | 0.15101 | 116.0812 | 116.0812 | 7.5507 | 16.2515 | 9.7834 | 12.9006 | 12.9006 | 1886.4888 | 7.5507 | 0 | 1763.7797 | 122.7091 | 0 | 97.4078 | 0 | 0 | 108.5306 | 0 | 0 | 1763.7797 | 122.7091 | 0 | 97.4078 | 0 | 0 | 0.15101 | 0.17643
2018-07-13 08:00 | 7 | 8 | 6 | 1 | 0 | 0.28605 | 132.992 | 132.992 | 14.3024 | 16.2515 | 9.7834 | 12.9006 | 12.9006 | 2161.3137 | 14.3024 | 0 | 1928.8796 | 232.434 | 0 | 184.5087 | 0 | 0 | 118.6896 | 0 | 0 | 1928.8796 | 232.434 | 0 | 184.5087 | 0 | 0 | 0.28605 | 0.30723
2018-07-13 09:00 | 7 | 9 | 6 | 1 | 0 | 0.22832 | 150.4179 | 150.4179 | 11.416 | 16.2515 | 9.7834 | 12.9006 | 12.9006 | 2444.5107 | 11.416 | 0 | 2258.9849 | 185.5258 | 0 | 147.2725 | 0 | 0 | 139.002 | 0 | 0 | 2258.9849 | 185.5258 | 0 | 147.2725 | 0 | 0 | 0.22832 | 0.17195
2018-07-13 10:00 | 7 | 10 | 6 | 1 | 0 | 0.16914 | 170.126 | 170.126 | 8.457 | 16.2515 | 9.7834 | 12.9006 | 12.9006 | 2764.7952 | 8.457 | 0 | 2627.3566 | 137.4386 | 0 | 109.1003 | 0 | 0 | 161.669 | 0 | 0 | 2627.3566 | 137.4386 | 0 | 109.1003 | 0 | 0 | 0.16914 | 0.14914
2018-07-13 11:00 | 7 | 11 | 6 | 1 | 1 | 0.18599 | 181.5066 | 181.5066 | 9.2995 | 16.2515 | 9.7834 | 12.9006 | 12.9006 | 2949.7458 | 9.2995 | 0 | 2798.6154 | 151.1304 | 0 | 119.969 | 0 | 0 | 172.2071 | 0 | 0 | 2798.6154 | 151.1304 | 0 | 119.969 | 0 | 0 | 0.18599 | 0.2947
2018-07-13 12:00 | 7 | 12 | 6 | 1 | 1 | 0.25815 | 189.4842 | 189.4842 | 12.9076 | 16.2515 | 9.7834 | 12.9006 | 12.9006 | 3079.3936 | 12.9076 | 0 | 2869.6263 | 209.7673 | 0 | 166.5156 | 0 | 0 | 176.5766 | 0 | 0 | 2869.6263 | 209.7673 | 0 | 166.5156 | 0 | 0 | 0.25815 | 0.32013
2018-07-13 13:00 | 7 | 13 | 6 | 1 | 1 | 0.26874 | 192.4623 | 192.4623 | 13.437 | 16.2515 | 9.7834 | 12.9006 | 12.9006 | 3127.7926 | 13.437 | 0 | 2909.4218 | 218.3708 | 0 | 173.3452 | 0 | 0 | 179.0253 | 0 | 0 | 2909.4218 | 218.3708 | 0 | 173.3452 | 0 | 0 | 0.26874 | 0.56187
2018-07-13 14:00 | 7 | 14 | 6 | 1 | 1 | 0.49302 | 188.5859 | 188.5859 | 24.6511 | 16.2515 | 9.7834 | 12.9006 | 12.9006 | 3064.7964 | 24.6511 | 0 | 2664.1801 | 400.6163 | 0 | 318.0137 | 0 | 0 | 163.9348 | 0 | 0 | 2664.1801 | 400.6163 | 0 | 318.0137 | 0 | 0 | 0.49302 | 0.61863
2018-07-13 15:00 | 7 | 15 | 6 | 1 | 1 | 0.441 | 174.6805 | 174.6805 | 22.0499 | 16.2515 | 9.7834 | 12.9006 | 12.9006 | 2838.8133 | 22.0499 | 0 | 2480.4695 | 358.3438 | 0 | 284.4573 | 0 | 0 | 152.6306 | 0 | 0 | 2480.4695 | 358.3438 | 0 | 284.4573 | 0 | 0 | 0.441 | 0.55285
2018-07-13 16:00 | 7 | 16 | 6 | 1 | 1 | 0.39223 | 158.9818 | 158.9818 | 19.6115 | 16.2515 | 9.7834 | 12.9006 | 12.9006 | 2583.6865 | 19.6115 | 0 | 2264.9719 | 318.7146 | 0 | 252.9992 | 0 | 0 | 139.3704 | 0 | 0 | 2264.9719 | 318.7146 | 0 | 252.9992 | 0 | 0 | 0.39223 | 0.42727
2018-07-13 17:00 | 7 | 17 | 6 | 1 | 1 | 0.24516 | 101.3977 | 101.3977 | 12.2582 | 16.2515 | 9.7834 | 12.9006 | 12.9006 | 1647.8595 | 12.2582 | 0 | 1448.6459 | 199.2136 | 0 | 158.138 | 0 | 0 | 89.1395 | 0 | 0 | 1448.6459 | 199.2136 | 0 | 158.138 | 0 | 0 | 0.24516 | 0.26777
2018-07-13 18:00 | 7 | 18 | 6 | 1 | 1 | 0.080511 | 79.5994 | 79.5994 | 4.0256 | 16.2515 | 9.7834 | 12.9006 | 12.9006 | 1293.606 | 4.0256 | 0 | 1228.1849 | 65.4211 | 0 | 51.932 | 0 | 0 | 75.5738 | 0 | 0 | 1228.1849 | 65.4211 | 0 | 51.932 | 0 | 0 | 0.080511 | 0.10249
2018-07-13 19:00 | 7 | 19 | 6 | 1 | 0 | 0.012475 | 72.5563 | 72.5563 | 0.62377 | 16.2515 | 9.7834 | 12.9006 | 12.9006 | 1179.1455 | 0.62377 | 0 | 1169.0084 | 10.1372 | 0 | 8.047 | 0 | 0 | 71.9325 | 0 | 0 | 1169.0084 | 10.1372 | 0 | 8.047 | 0 | 0 | 0.012475 | 0.016118
2018-07-13 20:00 | 7 | 20 | 6 | 1 | 0 | 0 | 77.3643 | 77.3643 | 0 | 16.2515 | 9.7834 | 12.9006 | 12.9006 | 1257.2826 | 0 | 0 | 1257.2826 | 0 | 0 | 0 | 0 | 0 | 77.3643 | 0 | 0 | 1257.2826 | 0 | 0 | 0 | 0 | 0 | 0 | 0
2018-07-13 21:00 | 7 | 21 | 6 | 1 | 0 | 0 | 75.2455 | 75.2455 | 0 | 16.2515 | 9.7834 | 12.9006 | 12.9006 | 1222.8483 | 0 | 0 | 1222.8483 | 0 | 0 | 0 | 0 | 0 | 75.2455 | 0 | 0 | 1222.8483 | 0 | 0 | 0 | 0 | 0 | 0 | 0
2018-07-13 22:00 | 7 | 22 | 6 | 1 | 0 | 0 | 68.8632 | 68.8632 | 0 | 16.2515 | 9.7834 | 12.9006 | 12.9006 | 1119.1267 | 0 | 0 | 1119.1267 | 0 | 0 | 0 | 0 | 0 | 68.8632 | 0 | 0 | 1119.1267 | 0 | 0 | 0 | 0 | 0 | 0 | 0
2018-07-13 23:00 | 7 | 23 | 6 | 1 | 0 | 0 | 66.7358 | 66.7358 | 0 | 16.2515 | 9.7834 | 12.9006 | 12.9006 | 1084.5532 | 0 | 0 | 1084.5532 | 0 | 0 | 0 | 0 | 0 | 66.7358 | 0 | 0 | 1084.5532 | 0 | 0 | 0 | 0 | 0 | 0 | 0
2018-07-14 | 7 | 0 | 7 | 1 | 0 | 0 | 67.2402 | 67.2402 | 0 | 16.2515 | 9.7834 | 12.9006 | 12.9006 | 1092.7517 | 0 | 0 | 1092.7517 | 0 | 0 | 0 | 0 | 0 | 67.2402 | 0 | 0 | 1092.7517 | 0 | 0 | 0 | 0 | 0 | 0 | 0
2018-07-14 01:00 | 7 | 1 | 7 | 1 | 0 | 0 | 67.9366 | 67.9366 | 0 | 16.2515 | 9.7834 | 12.9006 | 12.9006 | 1104.0688 | 0 | 0 | 1104.0688 | 0 | 0 | 0 | 0 | 0 | 67.9366 | 0 | 0 | 1104.0688 | 0 | 0 | 0 | 0 | 0 | 0 | 0
2018-07-14 02:00 | 7 | 2 | 7 | 1 | 0 | 0 | 64.6651 | 64.6651 | 0 | 16.2515 | 9.7834 | 12.9006 | 12.9006 | 1050.9022 | 0 | 0 | 1050.9022 | 0 | 0 | 0 | 0 | 0 | 64.6651 | 0 | 0 | 1050.9022 | 0 | 0 | 0 | 0 | 0 | 0 | 0
2018-07-14 03:00 | 7 | 3 | 7 | 1 | 0 | 0 | 63.2547 | 63.2547 | 0 | 16.2515 | 9.7834 | 12.9006 | 12.9006 | 1027.9811 | 0 | 0 | 1027.9811 | 0 | 0 | 0 | 0 | 0 | 63.2547 | 0 | 0 | 1027.9811 | 0 | 0 | 0 | 0 | 0 | 0 | 0
2018-07-14 04:00 | 7 | 4 | 7 | 1 | 0 | 0 | 63.9265 | 63.9265 | 0 | 16.2515 | 9.7834 | 12.9006 | 12.9006 | 1038.8994 | 0 | 0 | 1038.8994 | 0 | 0 | 0 | 0 | 0 | 63.9265 | 0 | 0 | 1038.8994 | 0 | 0 | 0 | 0 | 0 | 0 | 0
2018-07-14 05:00 | 7 | 5 | 7 | 1 | 0 | 0.0016001 | 52.8456 | 52.8456 | 0.080007 | 16.2515 | 9.7834 | 12.9006 | 12.9006 | 858.8183 | 0.080007 | 0 | 857.5181 | 1.3002 | 0 | 1.0321 | 0 | 0 | 52.7656 | 0 | 0 | 857.5181 | 1.3002 | 0 | 1.0321 | 0 | 0 | 0.0016001 | 0.0020707
2018-07-14 06:00 | 7 | 6 | 7 | 1 | 0 | 0.045665 | 60.2812 | 60.2812 | 2.2832 | 16.2515 | 9.7834 | 12.9006 | 12.9006 | 979.6568 | 2.2832 | 0 | 942.5507 | 37.1061 | 0 | 29.4552 | 0 | 0 | 57.9979 | 0 | 0 | 942.5507 | 37.1061 | 0 | 29.4552 | 0 | 0 | 0.045665 | 0.05548
2018-07-14 07:00 | 7 | 7 | 7 | 1 | 0 | 0.19428 | 66.976 | 66.976 | 9.7142 | 16.2515 | 9.7834 | 12.9006 | 12.9006 | 1088.458 | 9.7142 | 0 | 930.5889 | 157.8691 | 0 | 125.3182 | 0 | 0 | 57.2619 | 0 | 0 | 930.5889 | 157.8691 | 0 | 125.3182 | 0 | 0 | 0.19428 | 0.17807
2018-07-14 08:00 | 7 | 8 | 7 | 1 | 0 | 0.22123 | 69.3878 | 69.3878 | 11.0617 | 16.2515 | 9.7834 | 12.9006 | 12.9006 | 1127.6522 | 11.0617 | 0 | 947.8843 | 179.7679 | 0 | 142.7018 | 0 | 0 | 58.3261 | 0 | 0 | 947.8843 | 179.7679 | 0 | 142.7018 | 0 | 0 | 0.22123 | 0.24251
2018-07-14 09:00 | 7 | 9 | 7 | 1 | 0 | 0.34788 | 75.3 | 75.3 | 17.3941 | 16.2515 | 9.7834 | 12.9006 | 12.9006 | 1223.7341 | 17.3941 | 0 | 941.0555 | 282.6786 | 0 | 224.3935 | 0 | 0 | 57.9059 | 0 | 0 | 941.0555 | 282.6786 | 0 | 224.3935 | 0 | 0 | 0.34788 | 0.32541
2018-07-14 10:00 | 7 | 10 | 7 | 1 | 0 | 0.24947 | 88.0237 | 88.0237 | 12.4733 | 16.2515 | 9.7834 | 12.9006 | 12.9006 | 1430.5128 | 12.4733 | 0 | 1227.8027 | 202.7101 | 0 | 160.9135 | 0 | 0 | 75.5503 | 0 | 0 | 1227.8027 | 202.7101 | 0 | 160.9135 | 0 | 0 | 0.24947 | 0.25407
2018-07-14 11:00 | 7 | 11 | 7 | 1 | 1 | 0.27906 | 92.4432 | 92.4432 | 13.953 | 16.2515 | 9.7834 | 12.9006 | 12.9006 | 1502.3361 | 13.953 | 0 | 1275.5795 | 226.7566 | 0 | 180.0019 | 0 | 0 | 78.4902 | 0 | 0 | 1275.5795 | 226.7566 | 0 | 180.0019 | 0 | 0 | 0.27906 | 0.47323
2018-07-14 12:00 | 7 | 12 | 7 | 1 | 1 | 0.47774 | 94.4055 | 94.4055 | 23.8867 | 16.2515 | 9.7834 | 12.9006 | 12.9006 | 1534.2264 | 23.8867 | 0 | 1146.0319 | 388.1945 | 0 | 308.1531 | 0 | 0 | 70.5187 | 0 | 0 | 1146.0319 | 388.1945 | 0 | 308.1531 | 0 | 0 | 0.47774 | 0.40253
2018-07-14 13:00 | 7 | 13 | 7 | 1 | 1 | 0.19178 | 100.9025 | 100.9025 | 9.5891 | 16.2515 | 9.7834 | 12.9006 | 12.9006 | 1639.8126 | 9.5891 | 0 | 1483.9757 | 155.8368 | 0 | 123.705 | 0 | 0 | 91.3134 | 0 | 0 | 1483.9757 | 155.8368 | 0 | 123.705 | 0 | 0 | 0.19178 | 0.35131
2018-07-14 14:00 | 7 | 14 | 7 | 1 | 1 | 0.36772 | 102.1585 | 102.1585 | 18.386 | 16.2515 | 9.7834 | 12.9006 | 12.9006 | 1660.2252 | 18.386 | 0 | 1361.4267 | 298.7985 | 0 | 237.1896 | 0 | 0 | 83.7726 | 0 | 0 | 1361.4267 | 298.7985 | 0 | 237.1896 | 0 | 0 | 0.36772 | 0.6267
2018-07-14 15:00 | 7 | 15 | 7 | 1 | 1 | 0.34217 | 99.4192 | 99.4192 | 17.1087 | 16.2515 | 9.7834 | 12.9006 | 12.9006 | 1615.7072 | 17.1087 | 0 | 1337.6659 | 278.0413 | 0 | 220.7123 | 0 | 0 | 82.3105 | 0 | 0 | 1337.6659 | 278.0413 | 0 | 220.7123 | 0 | 0 | 0.34217 | 0.22475
2018-07-14 16:00 | 7 | 16 | 7 | 1 | 1 | 0.25211 | 101.2278 | 101.2278 | 12.6057 | 16.2515 | 9.7834 | 12.9006 | 12.9006 | 1645.0984 | 12.6057 | 0 | 1440.2374 | 204.861 | 0 | 162.6209 | 0 | 0 | 88.6221 | 0 | 0 | 1440.2374 | 204.861 | 0 | 162.6209 | 0 | 0 | 0.25211 | 0.44766
2018-07-14 17:00 | 7 | 17 | 7 | 1 | 1 | 0.086537 | 70.5867 | 70.5867 | 4.3268 | 16.2515 | 9.7834 | 12.9006 | 12.9006 | 1147.1374 | 4.3268 | 0 | 1076.8202 | 70.3173 | 0 | 55.8187 | 0 | 0 | 66.2599 | 0 | 0 | 1076.8202 | 70.3173 | 0 | 55.8187 | 0 | 0 | 0.086537 | 0.11188
2018-07-14 18:00 | 7 | 18 | 7 | 1 | 1 | 0.046538 | 62.8158 | 62.8158 | 2.3269 | 16.2515 | 9.7834 | 12.9006 | 12.9006 | 1020.8482 | 2.3269 | 0 | 983.0324 | 37.8158 | 0 | 30.0186 | 0 | 0 | 60.4889 | 0 | 0 | 983.0324 | 37.8158 | 0 | 30.0186 | 0 | 0 | 0.046538 | 0.094627
2018-07-14 19:00 | 7 | 19 | 7 | 1 | 0 | 0.014313 | 62.4055 | 62.4055 | 0.71564 | 16.2515 | 9.7834 | 12.9006 | 12.9006 | 1014.1805 | 0.71564 | 0 | 1002.5503 | 11.6302 | 0 | 9.2322 | 0 | 0 | 61.6899 | 0 | 0 | 1002.5503 | 11.6302 | 0 | 9.2322 | 0 | 0 | 0.014313 | 0.017692
2018-07-14 20:00 | 7 | 20 | 7 | 1 | 0 | 0 | 72.8454 | 72.8454 | 0 | 16.2515 | 9.7834 | 12.9006 | 12.9006 | 1183.8441 | 0 | 0 | 1183.8441 | 0 | 0 | 0 | 0 | 0 | 72.8454 | 0 | 0 | 1183.8441 | 0 | 0 | 0 | 0 | 0 | 0 | 0
2018-07-14 21:00 | 7 | 21 | 7 | 1 | 0 | 0 | 75.1841 | 75.1841 | 0 | 16.2515 | 9.7834 | 12.9006 | 12.9006 | 1221.8509 | 0 | 0 | 1221.8509 | 0 | 0 | 0 | 0 | 0 | 75.1841 | 0 | 0 | 1221.8509 | 0 | 0 | 0 | 0 | 0 | 0 | 0
2018-07-14 22:00 | 7 | 22 | 7 | 1 | 0 | 0 | 72.8791 | 72.8791 | 0 | 16.2515 | 9.7834 | 12.9006 | 12.9006 | 1184.3921 | 0 | 0 | 1184.3921 | 0 | 0 | 0 | 0 | 0 | 72.8791 | 0 | 0 | 1184.3921 | 0 | 0 | 0 | 0 | 0 | 0 | 0
2018-07-14 23:00 | 7 | 23 | 7 | 1 | 0 | 0 | 68.748 | 68.748 | 0 | 16.2515 | 9.7834 | 12.9006 | 12.9006 | 1117.2546 | 0 | 0 | 1117.2546 | 0 | 0 | 0 | 0 | 0 | 68.748 | 0 | 0 | 1117.2546 | 0 | 0 | 0 | 0 | 0 | 0 | 0
2018-07-15 | 7 | 0 | 1 | 1 | 0 | 0 | 62.8148 | 62.8148 | 0 | 16.2515 | 9.7834 | 12.9006 | 12.9006 | 1020.8315 | 0 | 0 | 1020.8315 | 0 | 0 | 0 | 0 | 0 | 62.8148 | 0 | 0 | 1020.8315 | 0 | 0 | 0 | 0 | 0 | 0 | 0
2018-07-15 01:00 | 7 | 1 | 1 | 1 | 0 | 0 | 62.355 | 62.355 | 0 | 16.2515 | 9.7834 | 12.9006 | 12.9006 | 1013.3597 | 0 | 0 | 1013.3597 | 0 | 0 | 0 | 0 | 0 | 62.355 | 0 | 0 | 1013.3597 | 0 | 0 | 0 | 0 | 0 | 0 | 0
2018-07-15 02:00 | 7 | 2 | 1 | 1 | 0 | 0 | 59.0784 | 59.0784 | 0 | 16.2515 | 9.7834 | 12.9006 | 12.9006 | 960.1096 | 0 | 0 | 960.1096 | 0 | 0 | 0 | 0 | 0 | 59.0784 | 0 | 0 | 960.1096 | 0 | 0 | 0 | 0 | 0 | 0 | 0
2018-07-15 03:00 | 7 | 3 | 1 | 1 | 0 | 0 | 59.0275 | 59.0275 | 0 | 16.2515 | 9.7834 | 12.9006 | 12.9006 | 959.2821 | 0 | 0 | 959.2821 | 0 | 0 | 0 | 0 | 0 | 59.0275 | 0 | 0 | 959.2821 | 0 | 0 | 0 | 0 | 0 | 0 | 0
2018-07-15 04:00 | 7 | 4 | 1 | 1 | 0 | 0 | 60.1458 | 60.1458 | 0 | 16.2515 | 9.7834 | 12.9006 | 12.9006 | 977.4564 | 0 | 0 | 977.4564 | 0 | 0 | 0 | 0 | 0 | 60.1458 | 0 | 0 | 977.4564 | 0 | 0 | 0 | 0 | 0 | 0 | 0
2018-07-15 05:00 | 7 | 5 | 1 | 1 | 0 | 0.0014229 | 48.1854 | 48.1854 | 0.071145 | 16.2515 | 9.7834 | 12.9006 | 12.9006 | 783.083 | 0.071145 | 0 | 781.9268 | 1.1562 | 0 | 0.91781 | 0 | 0 | 48.1143 | 0 | 0 | 781.9268 | 1.1562 | 0 | 0.91781 | 0 | 0 | 0.0014229 | 0.0046247
2018-07-15 06:00 | 7 | 6 | 1 | 1 | 0 | 0.047025 | 50.9068 | 50.9068 | 2.3513 | 16.2515 | 9.7834 | 12.9006 | 12.9006 | 827.3098 | 2.3513 | 0 | 789.0984 | 38.2114 | 0 | 30.3326 | 0 | 0 | 48.5556 | 0 | 0 | 789.0984 | 38.2114 | 0 | 30.3326 | 0 | 0 | 0.047025 | 0.054399
2018-07-15 07:00 | 7 | 7 | 1 | 1 | 0 | 0.20991 | 61.2187 | 61.2187 | 10.4954 | 16.2515 | 9.7834 | 12.9006 | 12.9006 | 994.8927 | 10.4954 | 0 | 824.328 | 170.5647 | 0 | 135.3962 | 0 | 0 | 50.7233 | 0 | 0 | 824.328 | 170.5647 | 0 | 135.3962 | 0 | 0 | 0.20991 | 0.23093
2018-07-15 08:00 | 7 | 8 | 1 | 1 | 0 | 0.39267 | 63.1667 | 63.1667 | 19.6335 | 16.2515 | 9.7834 | 12.9006 | 12.9006 | 1026.5509 | 19.6335 | 0 | 707.4771 | 319.0738 | 0 | 253.2843 | 0 | 0 | 43.5332 | 0 | 0 | 707.4771 | 319.0738 | 0 | 253.2843 | 0 | 0 | 0.39267 | 0.43226
2018-07-15 09:00 | 7 | 9 | 1 | 1 | 0 | 0.53215 | 69.1634 | 69.1634 | 26.6076 | 16.2515 | 9.7834 | 12.9006 | 12.9006 | 1124.0054 | 26.6076 | 0 | 691.5923 | 432.4131 | 0 | 343.2543 | 0 | 0 | 42.5557 | 0 | 0 | 691.5923 | 432.4131 | 0 | 343.2543 | 0 | 0 | 0.53215 | 0.5861
2018-07-15 10:00 | 7 | 10 | 1 | 1 | 0 | 0.63665 | 76.5301 | 76.5301 | 31.8326 | 16.2515 | 9.7834 | 12.9006 | 12.9006 | 1243.7256 | 31.8326 | 0 | 726.3994 | 517.3261 | 0 | 410.6593 | 0 | 0 | 44.6975 | 0 | 0 | 726.3994 | 517.3261 | 0 | 410.6593 | 0 | 0 | 0.63665 | 0.70444
2018-07-15 11:00 | 7 | 11 | 1 | 1 | 1 | 0.69953 | 79.9394 | 79.9394 | 34.9763 | 16.2515 | 9.7834 | 12.9006 | 12.9006 | 1299.1322 | 34.9763 | 0 | 730.7164 | 568.4158 | 0 | 451.2148 | 0 | 0 | 44.9631 | 0 | 0 | 730.7164 | 568.4158 | 0 | 451.2148 | 0 | 0 | 0.69953 | 0.76923
2018-07-15 12:00 | 7 | 12 | 1 | 1 | 1 | 0.7219 | 88.2127 | 88.2127 | 36.0949 | 16.2515 | 9.7834 | 12.9006 | 12.9006 | 1433.5855 | 36.0949 | 0 | 846.9908 | 586.5947 | 0 | 465.6454 | 0 | 0 | 52.1178 | 0 | 0 | 846.9908 | 586.5947 | 0 | 465.6454 | 0 | 0 | 0.7219 | 0.76923
2018-07-15 13:00 | 7 | 13 | 1 | 1 | 1 | 0.70527 | 94.6564 | 94.6564 | 35.2636 | 16.2515 | 9.7834 | 12.9006 | 12.9006 | 1538.3041 | 35.2636 | 0 | 965.2193 | 573.0849 | 0 | 454.9212 | 0 | 0 | 59.3928 | 0 | 0 | 965.2193 | 573.0849 | 0 | 454.9212 | 0 | 0 | 0.70527 | 0.76923
2018-07-15 14:00 | 7 | 14 | 1 | 1 | 1 | 0.64915 | 95.3838 | 95.3838 | 32.4574 | 16.2515 | 9.7834 | 12.9006 | 12.9006 | 1550.1258 | 32.4574 | 0 | 1022.6458 | 527.48 | 0 | 418.7195 | 0 | 0 | 62.9264 | 0 | 0 | 1022.6458 | 527.48 | 0 | 418.7195 | 0 | 0 | 0.64915 | 0.71947
2018-07-15 15:00 | 7 | 15 | 1 | 1 | 1 | 0.55962 | 100.7309 | 100.7309 | 27.9809 | 16.2515 | 9.7834 | 12.9006 | 12.9006 | 1637.0245 | 27.9809 | 0 | 1182.2933 | 454.7312 | 0 | 360.9707 | 0 | 0 | 72.75 | 0 | 0 | 1182.2933 | 454.7312 | 0 | 360.9707 | 0 | 0 | 0.55962 | 0.61753
2018-07-15 16:00 | 7 | 16 | 1 | 1 | 1 | 0.43516 | 103.6573 | 103.6573 | 21.7579 | 16.2515 | 9.7834 | 12.9006 | 12.9006 | 1684.5816 | 21.7579 | 0 | 1330.9841 | 353.5976 | 0 | 280.6897 | 0 | 0 | 81.8994 | 0 | 0 | 1330.9841 | 353.5976 | 0 | 280.6897 | 0 | 0 | 0.43516 | 0.4807
2018-07-15 17:00 | 7 | 17 | 1 | 1 | 1 | 0.27318 | 66.2928 | 66.2928 | 13.6587 | 16.2515 | 9.7834 | 12.9006 | 12.9006 | 1077.3554 | 13.6587 | 0 | 855.3808 | 221.9746 | 0 | 176.2059 | 0 | 0 | 52.6341 | 0 | 0 | 855.3808 | 221.9746 | 0 | 176.2059 | 0 | 0 | 0.27318 | 0.30176
2018-07-15 18:00 | 7 | 18 | 1 | 1 | 1 | 0.095614 | 58.0132 | 58.0132 | 4.7807 | 16.2515 | 9.7834 | 12.9006 | 12.9006 | 942.7995 | 4.7807 | 0 | 865.1063 | 77.6933 | 0 | 61.6738 | 0 | 0 | 53.2325 | 0 | 0 | 865.1063 | 77.6933 | 0 | 61.6738 | 0 | 0 | 0.095614 | 0.1039
2018-07-15 19:00 | 7 | 19 | 1 | 1 | 0 | 0.0096878 | 54.7301 | 54.7301 | 0.48439 | 16.2515 | 9.7834 | 12.9006 | 12.9006 | 889.444 | 0.48439 | 0 | 881.572 | 7.872 | 0 | 6.2489 | 0 | 0 | 54.2457 | 0 | 0 | 881.572 | 7.872 | 0 | 6.2489 | 0 | 0 | 0.0096878 | 0.012059
2018-07-15 20:00 | 7 | 20 | 1 | 1 | 0 | 0 | 64.5154 | 64.5154 | 0 | 16.2515 | 9.7834 | 12.9006 | 12.9006 | 1048.4696 | 0 | 0 | 1048.4696 | 0 | 0 | 0 | 0 | 0 | 64.5154 | 0 | 0 | 1048.4696 | 0 | 0 | 0 | 0 | 0 | 0 | 0
2018-07-15 21:00 | 7 | 21 | 1 | 1 | 0 | 0 | 67.7941 | 67.7941 | 0 | 16.2515 | 9.7834 | 12.9006 | 12.9006 | 1101.7526 | 0 | 0 | 1101.7526 | 0 | 0 | 0 | 0 | 0 | 67.7941 | 0 | 0 | 1101.7526 | 0 | 0 | 0 | 0 | 0 | 0 | 0
2018-07-15 22:00 | 7 | 22 | 1 | 1 | 0 | 0 | 66.6058 | 66.6058 | 0 | 16.2515 | 9.7834 | 12.9006 | 12.9006 | 1082.4407 | 0 | 0 | 1082.4407 | 0 | 0 | 0 | 0 | 0 | 66.6058 | 0 | 0 | 1082.4407 | 0 | 0 | 0 | 0 | 0 | 0 | 0
2018-07-15 23:00 | 7 | 23 | 1 | 1 | 0 | 0 | 65.0815 | 65.0815 | 0 | 16.2515 | 9.7834 | 12.9006 | 12.9006 | 1057.6693 | 0 | 0 | 1057.6693 | 0 | 0 | 0 | 0 | 0 | 65.0815 | 0 | 0 | 1057.6693 | 0 | 0 | 0 | 0 | 0 | 0 | 0
2018-07-16 | 7 | 0 | 2 | 1 | 0 | 0 | 65.5973 | 65.5973 | 0 | 16.2515 | 9.7834 | 12.9006 | 12.9006 | 1066.0512 | 0 | 0 | 1066.0512 | 0 | 0 | 0 | 0 | 0 | 65.5973 | 0 | 0 | 1066.0512 | 0 | 0 | 0 | 0 | 0 | 0 | 0
2018-07-16 01:00 | 7 | 1 | 2 | 1 | 0 | 0 | 65.3339 | 65.3339 | 0 | 16.2515 | 9.7834 | 12.9006 | 12.9006 | 1061.7717 | 0 | 0 | 1061.7717 | 0 | 0 | 0 | 0 | 0 | 65.3339 | 0 | 0 | 1061.7717 | 0 | 0 | 0 | 0 | 0 | 0 | 0
2018-07-16 02:00 | 7 | 2 | 2 | 1 | 0 | 0 | 65.724 | 65.724 | 0 | 16.2515 | 9.7834 | 12.9006 | 12.9006 | 1068.1112 | 0 | 0 | 1068.1112 | 0 | 0 | 0 | 0 | 0 | 65.724 | 0 | 0 | 1068.1112 | 0 | 0 | 0 | 0 | 0 | 0 | 0
2018-07-16 03:00 | 7 | 3 | 2 | 1 | 0 | 0 | 68.2046 | 68.2046 | 0 | 16.2515 | 9.7834 | 12.9006 | 12.9006 | 1108.4235 | 0 | 0 | 1108.4235 | 0 | 0 | 0 | 0 | 0 | 68.2046 | 0 | 0 | 1108.4235 | 0 | 0 | 0 | 0 | 0 | 0 | 0
2018-07-16 04:00 | 7 | 4 | 2 | 1 | 0 | 0 | 74.4458 | 74.4458 | 0 | 16.2515 | 9.7834 | 12.9006 | 12.9006 | 1209.853 | 0 | 0 | 1209.853 | 0 | 0 | 0 | 0 | 0 | 74.4458 | 0 | 0 | 1209.853 | 0 | 0 | 0 | 0 | 0 | 0 | 0
2018-07-16 05:00 | 7 | 5 | 2 | 1 | 0 | 0.002839 | 74.2184 | 74.2184 | 0.14195 | 16.2515 | 9.7834 | 12.9006 | 12.9006 | 1206.1567 | 0.14195 | 0 | 1203.8497 | 2.3069 | 0 | 1.8313 | 0 | 0 | 74.0764 | 0 | 0 | 1203.8497 | 2.3069 | 0 | 1.8313 | 0 | 0 | 0.002839 | 0.0027423
2018-07-16 06:00 | 7 | 6 | 2 | 1 | 0 | 0.045542 | 94.6197 | 94.6197 | 2.2771 | 16.2515 | 9.7834 | 12.9006 | 12.9006 | 1537.7077 | 2.2771 | 0 | 1500.7017 | 37.0059 | 0 | 29.3757 | 0 | 0 | 92.3426 | 0 | 0 | 1500.7017 | 37.0059 | 0 | 29.3757 | 0 | 0 | 0.045542 | 0.052632
2018-07-16 07:00 | 7 | 7 | 2 | 1 | 0 | 0.20545 | 118.3895 | 118.3895 | 10.2723 | 16.2515 | 9.7834 | 12.9006 | 12.9006 | 1924.0021 | 10.2723 | 0 | 1757.0615 | 166.9406 | 0 | 132.5194 | 0 | 0 | 108.1172 | 0 | 0 | 1757.0615 | 166.9406 | 0 | 132.5194 | 0 | 0 | 0.20545 | 0.22663
2018-07-16 08:00 | 7 | 8 | 2 | 1 | 0 | 0.37687 | 150.9553 | 150.9553 | 18.8433 | 16.2515 | 9.7834 | 12.9006 | 12.9006 | 2453.2431 | 18.8433 | 0 | 2147.0128 | 306.2303 | 0 | 243.089 | 0 | 0 | 132.112 | 0 | 0 | 2147.0128 | 306.2303 | 0 | 243.089 | 0 | 0 | 0.37687 | 0.41513
2018-07-16 09:00 | 7 | 9 | 2 | 1 | 0 | 0.45396 | 186.2199 | 186.2199 | 22.6978 | 16.2515 | 9.7834 | 12.9006 | 12.9006 | 3026.3445 | 22.6978 | 0 | 2657.4713 | 368.8731 | 0 | 292.8156 | 0 | 0 | 163.522 | 0 | 0 | 2657.4713 | 368.8731 | 0 | 292.8156 | 0 | 0 | 0.45396 | 0.31988
2018-07-16 10:00 | 7 | 10 | 2 | 1 | 0 | 0.44535 | 214.9565 | 214.9565 | 22.2676 | 16.2515 | 9.7834 | 12.9006 | 12.9006 | 3493.3567 | 22.2676 | 0 | 3131.4749 | 361.8817 | 0 | 287.2658 | 0 | 0 | 192.6889 | 0 | 0 | 3131.4749 | 361.8817 | 0 | 287.2658 | 0 | 0 | 0.44535 | 0.4992
2018-07-16 11:00 | 7 | 11 | 2 | 1 | 1 | 0.60669 | 229.3902 | 229.3902 | 30.3347 | 16.2515 | 9.7834 | 12.9006 | 12.9006 | 3727.9244 | 30.3347 | 0 | 3234.9406 | 492.9839 | 0 | 391.3361 | 0 | 0 | 199.0554 | 0 | 0 | 3234.9406 | 492.9839 | 0 | 391.3361 | 0 | 0 | 0.60669 | 0.66047
2018-07-16 12:00 | 7 | 12 | 2 | 1 | 1 | 0.59721 | 239.01 | 239.01 | 29.8606 | 16.2515 | 9.7834 | 12.9006 | 12.9006 | 3884.2612 | 29.8606 | 0 | 3398.9837 | 485.2774 | 0 | 385.2187 | 0 | 0 | 209.1495 | 0 | 0 | 3398.9837 | 485.2774 | 0 | 385.2187 | 0 | 0 | 0.59721 | 0.68384
2018-07-16 13:00 | 7 | 13 | 2 | 1 | 1 | 0.60666 | 241.1934 | 241.1934 | 30.3328 | 16.2515 | 9.7834 | 12.9006 | 12.9006 | 3919.7438 | 30.3328 | 0 | 3426.7916 | 492.9522 | 0 | 391.311 | 0 | 0 | 210.8606 | 0 | 0 | 3426.7916 | 492.9522 | 0 | 391.311 | 0 | 0 | 0.60666 | 0.6456
2018-07-16 14:00 | 7 | 14 | 2 | 1 | 1 | 0.47708 | 233.1086 | 233.1086 | 23.854 | 16.2515 | 9.7834 | 12.9006 | 12.9006 | 3788.3547 | 23.854 | 0 | 3400.6924 | 387.6622 | 0 | 307.7306 | 0 | 0 | 209.2546 | 0 | 0 | 3400.6924 | 387.6622 | 0 | 307.7306 | 0 | 0 | 0.47708 | 0.47431
2018-07-16 15:00 | 7 | 15 | 2 | 1 | 1 | 0.36233 | 212.3118 | 212.3118 | 18.1165 | 16.2515 | 9.7834 | 12.9006 | 12.9006 | 3450.3753 | 18.1165 | 0 | 3155.9566 | 294.4187 | 0 | 233.7129 | 0 | 0 | 194.1953 | 0 | 0 | 3155.9566 | 294.4187 | 0 | 233.7129 | 0 | 0 | 0.36233 | 0.42111
2018-07-16 16:00 | 7 | 16 | 2 | 1 | 1 | 0.23155 | 188.7683 | 188.7683 | 11.5777 | 16.2515 | 9.7834 | 12.9006 | 12.9006 | 3067.7599 | 11.5777 | 0 | 2879.6055 | 188.1545 | 0 | 149.3591 | 0 | 0 | 177.1906 | 0 | 0 | 2879.6055 | 188.1545 | 0 | 149.3591 | 0 | 0 | 0.23155 | 0.15496
2018-07-16 17:00 | 7 | 17 | 2 | 1 | 1 | 0.11273 | 113.4595 | 113.4595 | 5.6365 | 16.2515 | 9.7834 | 12.9006 | 12.9006 | 1843.8823 | 5.6365 | 0 | 1752.2809 | 91.6013 | 0 | 72.7142 | 0 | 0 | 107.823 | 0 | 0 | 1752.2809 | 91.6013 | 0 | 72.7142 | 0 | 0 | 0.11273 | 0.10331
2018-07-16 18:00 | 7 | 18 | 2 | 1 | 1 | 0.071202 | 86.8651 | 86.8651 | 3.5601 | 16.2515 | 9.7834 | 12.9006 | 12.9006 | 1411.6847 | 3.5601 | 0 | 1353.8277 | 57.8571 | 0 | 45.9276 | 0 | 0 | 83.305 | 0 | 0 | 1353.8277 | 57.8571 | 0 | 45.9276 | 0 | 0 | 0.071202 | 0.075359
2018-07-16 19:00 | 7 | 19 | 2 | 1 | 0 | 0.010388 | 77.3095 | 77.3095 | 0.51938 | 16.2515 | 9.7834 | 12.9006 | 12.9006 | 1256.3914 | 0.51938 | 0 | 1247.9507 | 8.4407 | 0 | 6.7003 | 0 | 0 | 76.7901 | 0 | 0 | 1247.9507 | 8.4407 | 0 | 6.7003 | 0 | 0 | 0.010388 | 0.0080667
2018-07-16 20:00 | 7 | 20 | 2 | 1 | 0 | 0 | 81.6506 | 81.6506 | 0 | 16.2515 | 9.7834 | 12.9006 | 12.9006 | 1326.941 | 0 | 0 | 1326.941 | 0 | 0 | 0 | 0 | 0 | 81.6506 | 0 | 0 | 1326.941 | 0 | 0 | 0 | 0 | 0 | 0 | 0
2018-07-16 21:00 | 7 | 21 | 2 | 1 | 0 | 0 | 77.884 | 77.884 | 0 | 16.2515 | 9.7834 | 12.9006 | 12.9006 | 1265.7282 | 0 | 0 | 1265.7282 | 0 | 0 | 0 | 0 | 0 | 77.884 | 0 | 0 | 1265.7282 | 0 | 0 | 0 | 0 | 0 | 0 | 0
2018-07-16 22:00 | 7 | 22 | 2 | 1 | 0 | 0 | 71.4306 | 71.4306 | 0 | 16.2515 | 9.7834 | 12.9006 | 12.9006 | 1160.8506 | 0 | 0 | 1160.8506 | 0 | 0 | 0 | 0 | 0 | 71.4306 | 0 | 0 | 1160.8506 | 0 | 0 | 0 | 0 | 0 | 0 | 0
2018-07-16 23:00 | 7 | 23 | 2 | 1 | 0 | 0 | 69.1923 | 69.1923 | 0 | 16.2515 | 9.7834 | 12.9006 | 12.9006 | 1124.475 | 0 | 0 | 1124.475 | 0 | 0 | 0 | 0 | 0 | 69.1923 | 0 | 0 | 1124.475 | 0 | 0 | 0 | 0 | 0 | 0 | 0
2018-07-17 | 7 | 0 | 3 | 1 | 0 | 0 | 68.8037 | 68.8037 | 0 | 16.2515 | 9.7834 | 12.9006 | 12.9006 | 1118.1609 | 0 | 0 | 1118.1609 | 0 | 0 | 0 | 0 | 0 | 68.8037 | 0 | 0 | 1118.1609 | 0 | 0 | 0 | 0 | 0 | 0 | 0
2018-07-17 01:00 | 7 | 1 | 3 | 1 | 0 | 0 | 67.9795 | 67.9795 | 0 | 16.2515 | 9.7834 | 12.9006 | 12.9006 | 1104.766 | 0 | 0 | 1104.766 | 0 | 0 | 0 | 0 | 0 | 67.9795 | 0 | 0 | 1104.766 | 0 | 0 | 0 | 0 | 0 | 0 | 0
2018-07-17 02:00 | 7 | 2 | 3 | 1 | 0 | 0 | 68.4722 | 68.4722 | 0 | 16.2515 | 9.7834 | 12.9006 | 12.9006 | 1112.7731 | 0 | 0 | 1112.7731 | 0 | 0 | 0 | 0 | 0 | 68.4722 | 0 | 0 | 1112.7731 | 0 | 0 | 0 | 0 | 0 | 0 | 0
2018-07-17 03:00 | 7 | 3 | 3 | 1 | 0 | 0 | 70.729 | 70.729 | 0 | 16.2515 | 9.7834 | 12.9006 | 12.9006 | 1149.449 | 0 | 0 | 1149.449 | 0 | 0 | 0 | 0 | 0 | 70.729 | 0 | 0 | 1149.449 | 0 | 0 | 0 | 0 | 0 | 0 | 0
2018-07-17 04:00 | 7 | 4 | 3 | 1 | 0 | 0 | 77.0207 | 77.0207 | 0 | 16.2515 | 9.7834 | 12.9006 | 12.9006 | 1251.6987 | 0 | 0 | 1251.6987 | 0 | 0 | 0 | 0 | 0 | 77.0207 | 0 | 0 | 1251.6987 | 0 | 0 | 0 | 0 | 0 | 0 | 0
2018-07-17 05:00 | 7 | 5 | 3 | 1 | 0 | 0 | 78.4079 | 78.4079 | 0 | 16.2515 | 9.7834 | 12.9006 | 12.9006 | 1274.243 | 0 | 0 | 1274.243 | 0 | 0 | 0 | 0 | 0 | 78.4079 | 0 | 0 | 1274.243 | 0 | 0 | 0 | 0 | 0 | 0 | 0
2018-07-17 06:00 | 7 | 6 | 3 | 1 | 0 | 0.039396 | 100.4463 | 100.4463 | 1.9698 | 16.2515 | 9.7834 | 12.9006 | 12.9006 | 1632.3992 | 1.9698 | 0 | 1600.3873 | 32.0119 | 0 | 25.4114 | 0 | 0 | 98.4765 | 0 | 0 | 1600.3873 | 32.0119 | 0 | 25.4114 | 0 | 0 | 0.039396 | 0.001037
2018-07-17 07:00 | 7 | 7 | 3 | 1 | 0 | 0.0028921 | 126.5509 | 126.5509 | 0.14461 | 16.2515 | 9.7834 | 12.9006 | 12.9006 | 2056.6369 | 0.14461 | 0 | 2054.2869 | 2.35 | 0 | 1.8655 | 0 | 0 | 126.4063 | 0 | 0 | 2054.2869 | 2.35 | 0 | 1.8655 | 0 | 0 | 0.0028921 | 0.05093
2018-07-17 08:00 | 7 | 8 | 3 | 1 | 0 | 0.10836 | 155.7893 | 155.7893 | 5.4182 | 16.2515 | 9.7834 | 12.9006 | 12.9006 | 2531.8027 | 5.4182 | 0 | 2443.7491 | 88.0536 | 0 | 69.898 | 0 | 0 | 150.3711 | 0 | 0 | 2443.7491 | 88.0536 | 0 | 69.898 | 0 | 0 | 0.10836 | 0.22608
2018-07-17 09:00 | 7 | 9 | 3 | 1 | 0 | 0.10448 | 187.6936 | 187.6936 | 5.2242 | 16.2515 | 9.7834 | 12.9006 | 12.9006 | 3050.2941 | 5.2242 | 0 | 2965.3932 | 84.9009 | 0 | 67.3953 | 0 | 0 | 182.4694 | 0 | 0 | 2965.3932 | 84.9009 | 0 | 67.3953 | 0 | 0 | 0.10448 | 0.30632
2018-07-17 10:00 | 7 | 10 | 3 | 1 | 0 | 0.36847 | 218.7462 | 218.7462 | 18.4233 | 16.2515 | 9.7834 | 12.9006 | 12.9006 | 3554.9445 | 18.4233 | 0 | 3255.5383 | 299.4063 | 0 | 237.672 | 0 | 0 | 200.3229 | 0 | 0 | 3255.5383 | 299.4063 | 0 | 237.672 | 0 | 0 | 0.36847 | 0.2569
2018-07-17 11:00 | 7 | 11 | 3 | 1 | 1 | 0.16966 | 235.9651 | 235.9651 | 8.483 | 16.2515 | 9.7834 | 12.9006 | 12.9006 | 3834.7769 | 8.483 | 0 | 3696.9166 | 137.8603 | 0 | 109.435 | 0 | 0 | 227.4822 | 0 | 0 | 3696.9166 | 137.8603 | 0 | 109.435 | 0 | 0 | 0.16966 | 0.18749
2018-07-17 12:00 | 7 | 12 | 3 | 1 | 1 | 0.21696 | 244.7607 | 244.7607 | 10.8478 | 16.2515 | 9.7834 | 12.9006 | 12.9006 | 3977.7175 | 10.8478 | 0 | 3801.4249 | 176.2925 | 0 | 139.943 | 0 | 0 | 233.9129 | 0 | 0 | 3801.4249 | 176.2925 | 0 | 139.943 | 0 | 0 | 0.21696 | 0.42462
2018-07-17 13:00 | 7 | 13 | 3 | 1 | 1 | 0.19911 | 247.5125 | 247.5125 | 9.9555 | 16.2515 | 9.7834 | 12.9006 | 12.9006 | 4022.4393 | 9.9555 | 0 | 3860.648 | 161.7914 | 0 | 128.4318 | 0 | 0 | 237.557 | 0 | 0 | 3860.648 | 161.7914 | 0 | 128.4318 | 0 | 0 | 0.19911 | 0.58703
2018-07-17 14:00 | 7 | 14 | 3 | 1 | 1 | 0.41258 | 239.3971 | 239.3971 | 20.629 | 16.2515 | 9.7834 | 12.9006 | 12.9006 | 3890.551 | 20.629 | 0 | 3555.2989 | 335.2521 | 0 | 266.1269 | 0 | 0 | 218.768 | 0 | 0 | 3555.2989 | 335.2521 | 0 | 266.1269 | 0 | 0 | 0.41258 | 0.4678
2018-07-17 15:00 | 7 | 15 | 3 | 1 | 1 | 0.51162 | 218.6026 | 218.6026 | 25.5812 | 16.2515 | 9.7834 | 12.9006 | 12.9006 | 3552.611 | 25.5812 | 0 | 3136.8792 | 415.7318 | 0 | 330.0125 | 0 | 0 | 193.0214 | 0 | 0 | 3136.8792 | 415.7318 | 0 | 330.0125 | 0 | 0 | 0.51162 | 0.47581
2018-07-17 16:00 | 7 | 16 | 3 | 1 | 1 | 0.28074 | 200.7234 | 200.7234 | 14.0369 | 16.2515 | 9.7834 | 12.9006 | 12.9006 | 3262.0484 | 14.0369 | 0 | 3033.9292 | 228.1193 | 0 | 181.0836 | 0 | 0 | 186.6866 | 0 | 0 | 3033.9292 | 228.1193 | 0 | 181.0836 | 0 | 0 | 0.28074 | 0.33187
2018-07-17 17:00 | 7 | 17 | 3 | 1 | 1 | 0.2203 | 119.2878 | 119.2878 | 11.0151 | 16.2515 | 9.7834 | 12.9006 | 12.9006 | 1938.5997 | 11.0151 | 0 | 1759.5891 | 179.0106 | 0 | 142.1006 | 0 | 0 | 108.2727 | 0 | 0 | 1759.5891 | 179.0106 | 0 | 142.1006 | 0 | 0 | 0.2203 | 0.25151
2018-07-17 18:00 | 7 | 18 | 3 | 1 | 1 | 0.083977 | 91.6197 | 91.6197 | 4.1988 | 16.2515 | 9.7834 | 12.9006 | 12.9006 | 1488.9535 | 4.1988 | 0 | 1420.7163 | 68.2372 | 0 | 54.1674 | 0 | 0 | 87.4209 | 0 | 0 | 1420.7163 | 68.2372 | 0 | 54.1674 | 0 | 0 | 0.083977 | 0.096826
2018-07-17 19:00 | 7 | 19 | 3 | 1 | 0 | 0.01308 | 81.1635 | 81.1635 | 0.65402 | 16.2515 | 9.7834 | 12.9006 | 12.9006 | 1319.0257 | 0.65402 | 0 | 1308.3969 | 10.6288 | 0 | 8.4372 | 0 | 0 | 80.5095 | 0 | 0 | 1308.3969 | 10.6288 | 0 | 8.4372 | 0 | 0 | 0.01308 | 0.015296
2018-07-17 20:00 | 7 | 20 | 3 | 1 | 0 | 0 | 82.5773 | 82.5773 | 0 | 16.2515 | 9.7834 | 12.9006 | 12.9006 | 1342.0013 | 0 | 0 | 1342.0013 | 0 | 0 | 0 | 0 | 0 | 82.5773 | 0 | 0 | 1342.0013 | 0 | 0 | 0 | 0 | 0 | 0 | 0
2018-07-17 21:00 | 7 | 21 | 3 | 1 | 0 | 0 | 79.5364 | 79.5364 | 0 | 16.2515 | 9.7834 | 12.9006 | 12.9006 | 1292.5827 | 0 | 0 | 1292.5827 | 0 | 0 | 0 | 0 | 0 | 79.5364 | 0 | 0 | 1292.5827 | 0 | 0 | 0 | 0 | 0 | 0 | 0
2018-07-17 22:00 | 7 | 22 | 3 | 1 | 0 | 0 | 72.8574 | 72.8574 | 0 | 16.2515 | 9.7834 | 12.9006 | 12.9006 | 1184.0389 | 0 | 0 | 1184.0389 | 0 | 0 | 0 | 0 | 0 | 72.8574 | 0 | 0 | 1184.0389 | 0 | 0 | 0 | 0 | 0 | 0 | 0
2018-07-17 23:00 | 7 | 23 | 3 | 1 | 0 | 0 | 70.0748 | 70.0748 | 0 | 16.2515 | 9.7834 | 12.9006 | 12.9006 | 1138.8178 | 0 | 0 | 1138.8178 | 0 | 0 | 0 | 0 | 0 | 70.0748 | 0 | 0 | 1138.8178 | 0 | 0 | 0 | 0 | 0 | 0 | 0
2018-07-18 | 7 | 0 | 4 | 1 | 0 | 0 | 69.2707 | 69.2707 | 0 | 16.2515 | 9.7834 | 12.9006 | 12.9006 | 1125.7503 | 0 | 0 | 1125.7503 | 0 | 0 | 0 | 0 | 0 | 69.2707 | 0 | 0 | 1125.7503 | 0 | 0 | 0 | 0 | 0 | 0 | 0
2018-07-18 01:00 | 7 | 1 | 4 | 1 | 0 | 0 | 68.9969 | 68.9969 | 0 | 16.2515 | 9.7834 | 12.9006 | 12.9006 | 1121.2999 | 0 | 0 | 1121.2999 | 0 | 0 | 0 | 0 | 0 | 68.9969 | 0 | 0 | 1121.2999 | 0 | 0 | 0 | 0 | 0 | 0 | 0
2018-07-18 02:00 | 7 | 2 | 4 | 1 | 0 | 0 | 69.1792 | 69.1792 | 0 | 16.2515 | 9.7834 | 12.9006 | 12.9006 | 1124.2626 | 0 | 0 | 1124.2626 | 0 | 0 | 0 | 0 | 0 | 69.1792 | 0 | 0 | 1124.2626 | 0 | 0 | 0 | 0 | 0 | 0 | 0
2018-07-18 03:00 | 7 | 3 | 4 | 1 | 0 | 0 | 71.686 | 71.686 | 0 | 16.2515 | 9.7834 | 12.9006 | 12.9006 | 1165.0022 | 0 | 0 | 1165.0022 | 0 | 0 | 0 | 0 | 0 | 71.686 | 0 | 0 | 1165.0022 | 0 | 0 | 0 | 0 | 0 | 0 | 0
2018-07-18 04:00 | 7 | 4 | 4 | 1 | 0 | 0 | 77.9778 | 77.9778 | 0 | 16.2515 | 9.7834 | 12.9006 | 12.9006 | 1267.2533 | 0 | 0 | 1267.2533 | 0 | 0 | 0 | 0 | 0 | 77.9778 | 0 | 0 | 1267.2533 | 0 | 0 | 0 | 0 | 0 | 0 | 0
2018-07-18 05:00 | 7 | 5 | 4 | 1 | 0 | 0.0021034 | 79.055 | 79.055 | 0.10517 | 16.2515 | 9.7834 | 12.9006 | 12.9006 | 1284.7589 | 0.10517 | 0 | 1283.0497 | 1.7092 | 0 | 1.3568 | 0 | 0 | 78.9498 | 0 | 0 | 1283.0497 | 1.7092 | 0 | 1.3568 | 0 | 0 | 0.0021034 | 0.0019753
2018-07-18 06:00 | 7 | 6 | 4 | 1 | 0 | 0.042548 | 101.9226 | 101.9226 | 2.1274 | 16.2515 | 9.7834 | 12.9006 | 12.9006 | 1656.3908 | 2.1274 | 0 | 1621.8177 | 34.5731 | 0 | 27.4445 | 0 | 0 | 99.7952 | 0 | 0 | 1621.8177 | 34.5731 | 0 | 27.4445 | 0 | 0 | 0.042548 | 0.049613
2018-07-18 07:00 | 7 | 7 | 4 | 1 | 0 | 0.14363 | 133.4082 | 133.4082 | 7.1817 | 16.2515 | 9.7834 | 12.9006 | 12.9006 | 2168.077 | 7.1817 | 0 | 2051.3639 | 116.7131 | 0 | 92.6482 | 0 | 0 | 126.2265 | 0 | 0 | 2051.3639 | 116.7131 | 0 | 92.6482 | 0 | 0 | 0.14363 | 0.17276
2018-07-18 08:00 | 7 | 8 | 4 | 1 | 0 | 0.27404 | 167.0839 | 167.0839 | 13.7019 | 16.2515 | 9.7834 | 12.9006 | 12.9006 | 2715.3563 | 13.7019 | 0 | 2492.6797 | 222.6766 | 0 | 176.7632 | 0 | 0 | 153.3819 | 0 | 0 | 2492.6797 | 222.6766 | 0 | 176.7632 | 0 | 0 | 0.27404 | 0.31027
2018-07-18 09:00 | 7 | 9 | 4 | 1 | 0 | 0.4365 | 202.2148 | 202.2148 | 21.8251 | 16.2515 | 9.7834 | 12.9006 | 12.9006 | 3286.2856 | 21.8251 | 0 | 2931.596 | 354.6897 | 0 | 281.5566 | 0 | 0 | 180.3897 | 0 | 0 | 2931.596 | 354.6897 | 0 | 281.5566 | 0 | 0 | 0.4365 | 0.46242
2018-07-18 10:00 | 7 | 10 | 4 | 1 | 0 | 0.50021 | 235.7522 | 235.7522 | 25.0105 | 16.2515 | 9.7834 | 12.9006 | 12.9006 | 3831.316 | 25.0105 | 0 | 3424.8589 | 406.4571 | 0 | 322.6502 | 0 | 0 | 210.7417 | 0 | 0 | 3424.8589 | 406.4571 | 0 | 322.6502 | 0 | 0 | 0.50021 | 0.56429
2018-07-18 11:00 | 7 | 11 | 4 | 1 | 1 | 0.46356 | 254.9944 | 254.9944 | 23.1778 | 16.2515 | 9.7834 | 12.9006 | 12.9006 | 4144.0309 | 23.1778 | 0 | 3767.3571 | 376.6738 | 0 | 299.0079 | 0 | 0 | 231.8166 | 0 | 0 | 3767.3571 | 376.6738 | 0 | 299.0079 | 0 | 0 | 0.46356 | 0.57546
2018-07-18 12:00 | 7 | 12 | 4 | 1 | 1 | 0.43709 | 264.3773 | 264.3773 | 21.8543 | 16.2515 | 9.7834 | 12.9006 | 12.9006 | 4296.5159 | 21.8543 | 0 | 3941.3525 | 355.1634 | 0 | 281.9327 | 0 | 0 | 242.523 | 0 | 0 | 3941.3525 | 355.1634 | 0 | 281.9327 | 0 | 0 | 0.43709 | 0.28269
2018-07-18 13:00 | 7 | 13 | 4 | 1 | 1 | 0.34471 | 266.6833 | 266.6833 | 17.2356 | 16.2515 | 9.7834 | 12.9006 | 12.9006 | 4333.9916 | 17.2356 | 0 | 4053.8872 | 280.1044 | 0 | 222.35 | 0 | 0 | 249.4476 | 0 | 0 | 4053.8872 | 280.1044 | 0 | 222.35 | 0 | 0 | 0.34471 | 0.50364
2018-07-18 14:00 | 7 | 14 | 4 | 1 | 1 | 0.4817 | 259.3895 | 259.3895 | 24.0849 | 16.2515 | 9.7834 | 12.9006 | 12.9006 | 4215.4573 | 24.0849 | 0 | 3824.0418 | 391.4155 | 0 | 310.71 | 0 | 0 | 235.3046 | 0 | 0 | 3824.0418 | 391.4155 | 0 | 310.71 | 0 | 0 | 0.4817 | 0.54986
2018-07-18 15:00 | 7 | 15 | 4 | 1 | 1 | 0.39502 | 238.9979 | 238.9979 | 19.751 | 16.2515 | 9.7834 | 12.9006 | 12.9006 | 3884.0639 | 19.751 | 0 | 3563.0813 | 320.9825 | 0 | 254.7995 | 0 | 0 | 219.2469 | 0 | 0 | 3563.0813 | 320.9825 | 0 | 254.7995 | 0 | 0 | 0.39502 | 0.49377
2018-07-18 16:00 | 7 | 16 | 4 | 1 | 1 | 0.26273 | 214.5634 | 214.5634 | 13.1365 | 16.2515 | 9.7834 | 12.9006 | 12.9006 | 3486.9682 | 13.1365 | 0 | 3273.481 | 213.4873 | 0 | 169.4686 | 0 | 0 | 201.4269 | 0 | 0 | 3273.481 | 213.4873 | 0 | 169.4686 | 0 | 0 | 0.26273 | 0.43814
2018-07-18 17:00 | 7 | 17 | 4 | 1 | 1 | 0.20535 | 125.0614 | 125.0614 | 10.2677 | 16.2515 | 9.7834 | 12.9006 | 12.9006 | 2032.4304 | 10.2677 | 0 | 1865.5653 | 166.8651 | 0 | 132.4594 | 0 | 0 | 114.7937 | 0 | 0 | 1865.5653 | 166.8651 | 0 | 132.4594 | 0 | 0 | 0.20535 | 0.16148
2018-07-18 18:00 | 7 | 18 | 4 | 1 | 1 | 0.048106 | 94.2778 | 94.2778 | 2.4053 | 16.2515 | 9.7834 | 12.9006 | 12.9006 | 1532.1508 | 2.4053 | 0 | 1493.0611 | 39.0896 | 0 | 31.0298 | 0 | 0 | 91.8725 | 0 | 0 | 1493.0611 | 39.0896 | 0 | 31.0298 | 0 | 0 | 0.048106 | 0.050364
2018-07-18 19:00 | 7 | 19 | 4 | 1 | 0 | 0.0033213 | 85.3225 | 85.3225 | 0.16607 | 16.2515 | 9.7834 | 12.9006 | 12.9006 | 1386.6145 | 0.16607 | 0 | 1383.9157 | 2.6988 | 0 | 2.1423 | 0 | 0 | 85.1564 | 0 | 0 | 1383.9157 | 2.6988 | 0 | 2.1423 | 0 | 0 | 0.0033213 | 0.0060807
2018-07-18 20:00 | 7 | 20 | 4 | 1 | 0 | 0 | 86.8977 | 86.8977 | 0 | 16.2515 | 9.7834 | 12.9006 | 12.9006 | 1412.2141 | 0 | 0 | 1412.2141 | 0 | 0 | 0 | 0 | 0 | 86.8977 | 0 | 0 | 1412.2141 | 0 | 0 | 0 | 0 | 0 | 0 | 0
2018-07-18 21:00 | 7 | 21 | 4 | 1 | 0 | 0 | 81.5286 | 81.5286 | 0 | 16.2515 | 9.7834 | 12.9006 | 12.9006 | 1324.9582 | 0 | 0 | 1324.9582 | 0 | 0 | 0 | 0 | 0 | 81.5286 | 0 | 0 | 1324.9582 | 0 | 0 | 0 | 0 | 0 | 0 | 0
2018-07-18 22:00 | 7 | 22 | 4 | 1 | 0 | 0 | 74.2065 | 74.2065 | 0 | 16.2515 | 9.7834 | 12.9006 | 12.9006 | 1205.9631 | 0 | 0 | 1205.9631 | 0 | 0 | 0 | 0 | 0 | 74.2065 | 0 | 0 | 1205.9631 | 0 | 0 | 0 | 0 | 0 | 0 | 0
2018-07-18 23:00 | 7 | 23 | 4 | 1 | 0 | 0 | 71.2183 | 71.2183 | 0 | 16.2515 | 9.7834 | 12.9006 | 12.9006 | 1157.4003 | 0 | 0 | 1157.4003 | 0 | 0 | 0 | 0 | 0 | 71.2183 | 0 | 0 | 1157.4003 | 0 | 0 | 0 | 0 | 0 | 0 | 0
2018-07-19 | 7 | 0 | 5 | 1 | 0 | 0 | 71.3237 | 71.3237 | 0 | 16.2515 | 9.7834 | 12.9006 | 12.9006 | 1159.1142 | 0 | 0 | 1159.1142 | 0 | 0 | 0 | 0 | 0 | 71.3237 | 0 | 0 | 1159.1142 | 0 | 0 | 0 | 0 | 0 | 0 | 0
2018-07-19 01:00 | 7 | 1 | 5 | 1 | 0 | 0 | 71.3774 | 71.3774 | 0 | 16.2515 | 9.7834 | 12.9006 | 12.9006 | 1159.9866 | 0 | 0 | 1159.9866 | 0 | 0 | 0 | 0 | 0 | 71.3774 | 0 | 0 | 1159.9866 | 0 | 0 | 0 | 0 | 0 | 0 | 0
2018-07-19 02:00 | 7 | 2 | 5 | 1 | 0 | 0 | 71.68 | 71.68 | 0 | 16.2515 | 9.7834 | 12.9006 | 12.9006 | 1164.9048 | 0 | 0 | 1164.9048 | 0 | 0 | 0 | 0 | 0 | 71.68 | 0 | 0 | 1164.9048 | 0 | 0 | 0 | 0 | 0 | 0 | 0
2018-07-19 03:00 | 7 | 3 | 5 | 1 | 0 | 0 | 74.1788 | 74.1788 | 0 | 16.2515 | 9.7834 | 12.9006 | 12.9006 | 1205.5142 | 0 | 0 | 1205.5142 | 0 | 0 | 0 | 0 | 0 | 74.1788 | 0 | 0 | 1205.5142 | 0 | 0 | 0 | 0 | 0 | 0 | 0
2018-07-19 04:00 | 7 | 4 | 5 | 1 | 0 | 0 | 80.9225 | 80.9225 | 0 | 16.2515 | 9.7834 | 12.9006 | 12.9006 | 1315.108 | 0 | 0 | 1315.108 | 0 | 0 | 0 | 0 | 0 | 80.9225 | 0 | 0 | 1315.108 | 0 | 0 | 0 | 0 | 0 | 0 | 0
2018-07-19 05:00 | 7 | 5 | 5 | 1 | 0 | 0.0020549 | 82.1824 | 82.1824 | 0.10275 | 16.2515 | 9.7834 | 12.9006 | 12.9006 | 1335.5835 | 0.10275 | 0 | 1333.9138 | 1.6698 | 0 | 1.3255 | 0 | 0 | 82.0796 | 0 | 0 | 1333.9138 | 1.6698 | 0 | 1.3255 | 0 | 0 | 0.0020549 | 0.001459
2018-07-19 06:00 | 7 | 6 | 5 | 1 | 0 | 0.042427 | 116.5594 | 116.5594 | 2.1214 | 16.2515 | 9.7834 | 12.9006 | 12.9006 | 1894.2595 | 2.1214 | 0 | 1859.784 | 34.4754 | 0 | 27.367 | 0 | 0 | 114.438 | 0 | 0 | 1859.784 | 34.4754 | 0 | 27.367 | 0 | 0 | 0.042427 | 0.049933
2018-07-19 07:00 | 7 | 7 | 5 | 1 | 0 | 0.18674 | 146.9855 | 146.9855 | 9.337 | 16.2515 | 9.7834 | 12.9006 | 12.9006 | 2388.7287 | 9.337 | 0 | 2236.9888 | 151.7398 | 0 | 120.4528 | 0 | 0 | 137.6485 | 0 | 0 | 2236.9888 | 151.7398 | 0 | 120.4528 | 0 | 0 | 0.18674 | 0.20642
2018-07-19 08:00 | 7 | 8 | 5 | 1 | 0 | 0.351 | 176.5883 | 176.5883 | 17.5497 | 16.2515 | 9.7834 | 12.9006 | 12.9006 | 2869.8167 | 17.5497 | 0 | 2584.6077 | 285.209 | 0 | 226.4021 | 0 | 0 | 159.0385 | 0 | 0 | 2584.6077 | 285.209 | 0 | 226.4021 | 0 | 0 | 0.351 | 0.38677
2018-07-19 09:00 | 7 | 9 | 5 | 1 | 0 | 0.47749 | 205.5252 | 205.5252 | 23.8743 | 16.2515 | 9.7834 | 12.9006 | 12.9006 | 3340.0841 | 23.8743 | 0 | 2952.092 | 387.9921 | 0 | 307.9925 | 0 | 0 | 181.6509 | 0 | 0 | 2952.092 | 387.9921 | 0 | 307.9925 | 0 | 0 | 0.47749 | 0.43606
2018-07-19 10:00 | 7 | 10 | 5 | 1 | 0 | 0.44395 | 230.4633 | 230.4633 | 22.1975 | 16.2515 | 9.7834 | 12.9006 | 12.9006 | 3745.365 | 22.1975 | 0 | 3384.6224 | 360.7425 | 0 | 286.3614 | 0 | 0 | 208.2658 | 0 | 0 | 3384.6224 | 360.7425 | 0 | 286.3614 | 0 | 0 | 0.44395 | 0.487
2018-07-19 11:00 | 7 | 11 | 5 | 1 | 1 | 0.40877 | 245.4472 | 245.4472 | 20.4386 | 16.2515 | 9.7834 | 12.9006 | 12.9006 | 3988.8751 | 20.4386 | 0 | 3656.7181 | 332.157 | 0 | 263.67 | 0 | 0 | 225.0086 | 0 | 0 | 3656.7181 | 332.157 | 0 | 263.67 | 0 | 0 | 0.40877 | 0.60539
2018-07-19 12:00 | 7 | 12 | 5 | 1 | 1 | 0.48333 | 251.448 | 251.448 | 24.1667 | 16.2515 | 9.7834 | 12.9006 | 12.9006 | 4086.3964 | 24.1667 | 0 | 3693.6524 | 392.7441 | 0 | 311.7646 | 0 | 0 | 227.2813 | 0 | 0 | 3693.6524 | 392.7441 | 0 | 311.7646 | 0 | 0 | 0.48333 | 0.54928
2018-07-19 13:00 | 7 | 13 | 5 | 1 | 1 | 0.51746 | 249.2495 | 249.2495 | 25.8732 | 16.2515 | 9.7834 | 12.9006 | 12.9006 | 4050.6672 | 25.8732 | 0 | 3630.19 | 420.4772 | 0 | 333.7795 | 0 | 0 | 223.3763 | 0 | 0 | 3630.19 | 420.4772 | 0 | 333.7795 | 0 | 0 | 0.51746 | 0.62513
2018-07-19 14:00 | 7 | 14 | 5 | 1 | 1 | 0.32418 | 239.1964 | 239.1964 | 16.2089 | 16.2515 | 9.7834 | 12.9006 | 12.9006 | 3887.29 | 16.2089 | 0 | 3623.8718 | 263.4182 | 0 | 209.1043 | 0 | 0 | 222.9875 | 0 | 0 | 3623.8718 | 263.4182 | 0 | 209.1043 | 0 | 0 | 0.32418 | 0.46918
2018-07-19 15:00 | 7 | 15 | 5 | 1 | 1 | 0.36436 | 221.5717 | 221.5717 | 18.218 | 16.2515 | 9.7834 | 12.9006 | 12.9006 | 3600.8627 | 18.218 | 0 | 3304.7937 | 296.069 | 0 | 235.0229 | 0 | 0 | 203.3537 | 0 | 0 | 3304.7937 | 296.069 | 0 | 235.0229 | 0 | 0 | 0.36436 | 0.4627
2018-07-19 16:00 | 7 | 16 | 5 | 1 | 1 | 0.3106 | 201.0105 | 201.0105 | 15.53 | 16.2515 | 9.7834 | 12.9006 | 12.9006 | 3266.7134 | 15.53 | 0 | 3014.3291 | 252.3843 | 0 | 200.3455 | 0 | 0 | 185.4806 | 0 | 0 | 3014.3291 | 252.3843 | 0 | 200.3455 | 0 | 0 | 0.3106 | 0.36872
2018-07-19 17:00 | 7 | 17 | 5 | 1 | 1 | 0.25335 | 117.0184 | 117.0184 | 12.6677 | 16.2515 | 9.7834 | 12.9006 | 12.9006 | 1901.719 | 12.6677 | 0 | 1695.8512 | 205.8678 | 0 | 163.4201 | 0 | 0 | 104.3507 | 0 | 0 | 1695.8512 | 205.8678 | 0 | 163.4201 | 0 | 0 | 0.25335 | 0.2759
2018-07-19 18:00 | 7 | 18 | 5 | 1 | 1 | 0.082656 | 89.5101 | 89.5101 | 4.1328 | 16.2515 | 9.7834 | 12.9006 | 12.9006 | 1454.6698 | 4.1328 | 0 | 1387.5055 | 67.1643 | 0 | 53.3158 | 0 | 0 | 85.3773 | 0 | 0 | 1387.5055 | 67.1643 | 0 | 53.3158 | 0 | 0 | 0.082656 | 0.098126
2018-07-19 19:00 | 7 | 19 | 5 | 1 | 0 | 0.0087118 | 79.397 | 79.397 | 0.43559 | 16.2515 | 9.7834 | 12.9006 | 12.9006 | 1290.3161 | 0.43559 | 0 | 1283.2372 | 7.079 | 0 | 5.6194 | 0 | 0 | 78.9614 | 0 | 0 | 1283.2372 | 7.079 | 0 | 5.6194 | 0 | 0 | 0.0087118 | 0.011158
2018-07-19 20:00 | 7 | 20 | 5 | 1 | 0 | 0 | 83.2344 | 83.2344 | 0 | 16.2515 | 9.7834 | 12.9006 | 12.9006 | 1352.6797 | 0 | 0 | 1352.6797 | 0 | 0 | 0 | 0 | 0 | 83.2344 | 0 | 0 | 1352.6797 | 0 | 0 | 0 | 0 | 0 | 0 | 0
2018-07-19 21:00 | 7 | 21 | 5 | 1 | 0 | 0 | 80.0583 | 80.0583 | 0 | 16.2515 | 9.7834 | 12.9006 | 12.9006 | 1301.0639 | 0 | 0 | 1301.0639 | 0 | 0 | 0 | 0 | 0 | 80.0583 | 0 | 0 | 1301.0639 | 0 | 0 | 0 | 0 | 0 | 0 | 0
2018-07-19 22:00 | 7 | 22 | 5 | 1 | 0 | 0 | 73.3025 | 73.3025 | 0 | 16.2515 | 9.7834 | 12.9006 | 12.9006 | 1191.2727 | 0 | 0 | 1191.2727 | 0 | 0 | 0 | 0 | 0 | 73.3025 | 0 | 0 | 1191.2727 | 0 | 0 | 0 | 0 | 0 | 0 | 0
2018-07-19 23:00 | 7 | 23 | 5 | 1 | 0 | 0 | 70.7685 | 70.7685 | 0 | 16.2515 | 9.7834 | 12.9006 | 12.9006 | 1150.0909 | 0 | 0 | 1150.0909 | 0 | 0 | 0 | 0 | 0 | 70.7685 | 0 | 0 | 1150.0909 | 0 | 0 | 0 | 0 | 0 | 0 | 0
2018-07-20 | 7 | 0 | 6 | 1 | 0 | 0 | 70.6388 | 70.6388 | 0 | 16.2515 | 9.7834 | 12.9006 | 12.9006 | 1147.983 | 0 | 0 | 1147.983 | 0 | 0 | 0 | 0 | 0 | 70.6388 | 0 | 0 | 1147.983 | 0 | 0 | 0 | 0 | 0 | 0 | 0
2018-07-20 01:00 | 7 | 1 | 6 | 1 | 0 | 0 | 70.9202 | 70.9202 | 0 | 16.2515 | 9.7834 | 12.9006 | 12.9006 | 1152.5568 | 0 | 0 | 1152.5568 | 0 | 0 | 0 | 0 | 0 | 70.9202 | 0 | 0 | 1152.5568 | 0 | 0 | 0 | 0 | 0 | 0 | 0
2018-07-20 02:00 | 7 | 2 | 6 | 1 | 0 | 0 | 71.7437 | 71.7437 | 0 | 16.2515 | 9.7834 | 12.9006 | 12.9006 | 1165.94 | 0 | 0 | 1165.94 | 0 | 0 | 0 | 0 | 0 | 71.7437 | 0 | 0 | 1165.94 | 0 | 0 | 0 | 0 | 0 | 0 | 0
2018-07-20 03:00 | 7 | 3 | 6 | 1 | 0 | 0 | 74.7568 | 74.7568 | 0 | 16.2515 | 9.7834 | 12.9006 | 12.9006 | 1214.9071 | 0 | 0 | 1214.9071 | 0 | 0 | 0 | 0 | 0 | 74.7568 | 0 | 0 | 1214.9071 | 0 | 0 | 0 | 0 | 0 | 0 | 0
2018-07-20 04:00 | 7 | 4 | 6 | 1 | 0 | 0 | 81.4767 | 81.4767 | 0 | 16.2515 | 9.7834 | 12.9006 | 12.9006 | 1324.1158 | 0 | 0 | 1324.1158 | 0 | 0 | 0 | 0 | 0 | 81.4767 | 0 | 0 | 1324.1158 | 0 | 0 | 0 | 0 | 0 | 0 | 0
2018-07-20 05:00 | 7 | 5 | 6 | 1 | 0 | 0.0013527 | 83.6561 | 83.6561 | 0.067635 | 16.2515 | 9.7834 | 12.9006 | 12.9006 | 1359.5328 | 0.067635 | 0 | 1358.4336 | 1.0992 | 0 | 0.87253 | 0 | 0 | 83.5884 | 0 | 0 | 1358.4336 | 1.0992 | 0 | 0.87253 | 0 | 0 | 0.0013527 | 0.0016193
2018-07-20 06:00 | 7 | 6 | 6 | 1 | 0 | 0.04152 | 121.6575 | 121.6575 | 2.076 | 16.2515 | 9.7834 | 12.9006 | 12.9006 | 1977.111 | 2.076 | 0 | 1943.3733 | 33.7378 | 0 | 26.7814 | 0 | 0 | 119.5815 | 0 | 0 | 1943.3733 | 33.7378 | 0 | 26.7814 | 0 | 0 | 0.04152 | 0.04621
2018-07-20 07:00 | 7 | 7 | 6 | 1 | 0 | 0.19874 | 149.8589 | 149.8589 | 9.9372 | 16.2515 | 9.7834 | 12.9006 | 12.9006 | 2435.4254 | 9.9372 | 0 | 2273.9322 | 161.4932 | 0 | 128.1951 | 0 | 0 | 139.9217 | 0 | 0 | 2273.9322 | 161.4932 | 0 | 128.1951 | 0 | 0 | 0.19874 | 0.22004
2018-07-20 08:00 | 7 | 8 | 6 | 1 | 0 | 0.36923 | 177.4016 | 177.4016 | 18.4614 | 16.2515 | 9.7834 | 12.9006 | 12.9006 | 2883.0338 | 18.4614 | 0 | 2583.0091 | 300.0246 | 0 | 238.1629 | 0 | 0 | 158.9402 | 0 | 0 | 2583.0091 | 300.0246 | 0 | 238.1629 | 0 | 0 | 0.36923 | 0.40916
2018-07-20 09:00 | 7 | 9 | 6 | 1 | 0 | 0.49899 | 203.2787 | 203.2787 | 24.9496 | 16.2515 | 9.7834 | 12.9006 | 12.9006 | 3303.5755 | 24.9496 | 0 | 2898.1082 | 405.4673 | 0 | 321.8645 | 0 | 0 | 178.3291 | 0 | 0 | 2898.1082 | 405.4673 | 0 | 321.8645 | 0 | 0 | 0.49899 | 0.55248
2018-07-20 10:00 | 7 | 10 | 6 | 1 | 0 | 0.59583 | 232.8359 | 232.8359 | 29.7916 | 16.2515 | 9.7834 | 12.9006 | 12.9006 | 3783.923 | 29.7916 | 0 | 3299.7661 | 484.1569 | 0 | 384.3292 | 0 | 0 | 203.0443 | 0 | 0 | 3299.7661 | 484.1569 | 0 | 384.3292 | 0 | 0 | 0.59583 | 0.66009
2018-07-20 11:00 | 7 | 11 | 6 | 1 | 1 | 0.63259 | 249.1766 | 249.1766 | 31.6296 | 16.2515 | 9.7834 | 12.9006 | 12.9006 | 4049.4822 | 31.6296 | 0 | 3535.456 | 514.0263 | 0 | 408.0398 | 0 | 0 | 217.547 | 0 | 0 | 3535.456 | 514.0263 | 0 | 408.0398 | 0 | 0 | 0.63259 | 0.6515
2018-07-20 12:00 | 7 | 12 | 6 | 1 | 1 | 0.55744 | 258.576 | 258.576 | 27.872 | 16.2515 | 9.7834 | 12.9006 | 12.9006 | 4202.2367 | 27.872 | 0 | 3749.2769 | 452.9598 | 0 | 359.5645 | 0 | 0 | 230.7041 | 0 | 0 | 3749.2769 | 452.9598 | 0 | 359.5645 | 0 | 0 | 0.55744 | 0.62231
2018-07-20 13:00 | 7 | 13 | 6 | 1 | 1 | 0.63555 | 257.5507 | 257.5507 | 31.7775 | 16.2515 | 9.7834 | 12.9006 | 12.9006 | 4185.5736 | 31.7775 | 0 | 3669.143 | 516.4307 | 0 | 409.9484 | 0 | 0 | 225.7732 | 0 | 0 | 3669.143 | 516.4307 | 0 | 409.9484 | 0 | 0 | 0.63555 | 0.63313
2018-07-20 14:00 | 7 | 14 | 6 | 1 | 1 | 0.52957 | 245.5187 | 245.5187 | 26.4786 | 16.2515 | 9.7834 | 12.9006 | 12.9006 | 3990.0372 | 26.4786 | 0 | 3559.7206 | 430.3166 | 0 | 341.5902 | 0 | 0 | 219.0401 | 0 | 0 | 3559.7206 | 430.3166 | 0 | 341.5902 | 0 | 0 | 0.52957 | 0.60198
2018-07-20 15:00 | 7 | 15 | 6 | 1 | 1 | 0.47526 | 224.348 | 224.348 | 23.7629 | 16.2515 | 9.7834 | 12.9006 | 12.9006 | 3645.9822 | 23.7629 | 0 | 3259.8004 | 386.1817 | 0 | 306.5554 | 0 | 0 | 200.5851 | 0 | 0 | 3259.8004 | 386.1817 | 0 | 306.5554 | 0 | 0 | 0.47526 | 0.5245
2018-07-20 16:00 | 7 | 16 | 6 | 1 | 1 | 0.38493 | 204.1352 | 204.1352 | 19.2465 | 16.2515 | 9.7834 | 12.9006 | 12.9006 | 3317.495 | 19.2465 | 0 | 3004.7113 | 312.7837 | 0 | 248.2912 | 0 | 0 | 184.8887 | 0 | 0 | 3004.7113 | 312.7837 | 0 | 248.2912 | 0 | 0 | 0.38493 | 0.41422
2018-07-20 17:00 | 7 | 17 | 6 | 1 | 1 | 0.22773 | 121.1464 | 121.1464 | 11.3866 | 16.2515 | 9.7834 | 12.9006 | 12.9006 | 1968.8056 | 11.3866 | 0 | 1783.7567 | 185.0488 | 0 | 146.8938 | 0 | 0 | 109.7598 | 0 | 0 | 1783.7567 | 185.0488 | 0 | 146.8938 | 0 | 0 | 0.22773 | 0.24517
2018-07-20 18:00 | 7 | 18 | 6 | 1 | 1 | 0.084277 | 91.8582 | 91.8582 | 4.2138 | 16.2515 | 9.7834 | 12.9006 | 12.9006 | 1492.8297 | 4.2138 | 0 | 1424.3486 | 68.4811 | 0 | 54.3611 | 0 | 0 | 87.6444 | 0 | 0 | 1424.3486 | 68.4811 | 0 | 54.3611 | 0 | 0 | 0.084277 | 0.041518
2018-07-20 19:00 | 7 | 19 | 6 | 1 | 0 | 0.0079702 | 83.3826 | 83.3826 | 0.39851 | 16.2515 | 9.7834 | 12.9006 | 12.9006 | 1355.0883 | 0.39851 | 0 | 1348.6119 | 6.4764 | 0 | 5.141 | 0 | 0 | 82.9841 | 0 | 0 | 1348.6119 | 6.4764 | 0 | 5.141 | 0 | 0 | 0.0079702 | 0.0051663
2018-07-20 20:00 | 7 | 20 | 6 | 1 | 0 | 0 | 87.5697 | 87.5697 | 0 | 16.2515 | 9.7834 | 12.9006 | 12.9006 | 1423.1344 | 0 | 0 | 1423.1344 | 0 | 0 | 0 | 0 | 0 | 87.5697 | 0 | 0 | 1423.1344 | 0 | 0 | 0 | 0 | 0 | 0 | 0
2018-07-20 21:00 | 7 | 21 | 6 | 1 | 0 | 0 | 83.9728 | 83.9728 | 0 | 16.2515 | 9.7834 | 12.9006 | 12.9006 | 1364.6808 | 0 | 0 | 1364.6808 | 0 | 0 | 0 | 0 | 0 | 83.9728 | 0 | 0 | 1364.6808 | 0 | 0 | 0 | 0 | 0 | 0 | 0
2018-07-20 22:00 | 7 | 22 | 6 | 1 | 0 | 0 | 76.3175 | 76.3175 | 0 | 16.2515 | 9.7834 | 12.9006 | 12.9006 | 1240.2711 | 0 | 0 | 1240.2711 | 0 | 0 | 0 | 0 | 0 | 76.3175 | 0 | 0 | 1240.2711 | 0 | 0 | 0 | 0 | 0 | 0 | 0
2018-07-20 23:00 | 7 | 23 | 6 | 1 | 0 | 0 | 73.2116 | 73.2116 | 0 | 16.2515 | 9.7834 | 12.9006 | 12.9006 | 1189.7952 | 0 | 0 | 1189.7952 | 0 | 0 | 0 | 0 | 0 | 73.2116 | 0 | 0 | 1189.7952 | 0 | 0 | 0 | 0 | 0 | 0 | 0
2018-07-21 | 7 | 0 | 7 | 1 | 0 | 0 | 73.1302 | 73.1302 | 0 | 16.2515 | 9.7834 | 12.9006 | 12.9006 | 1188.4726 | 0 | 0 | 1188.4726 | 0 | 0 | 0 | 0 | 0 | 73.1302 | 0 | 0 | 1188.4726 | 0 | 0 | 0 | 0 | 0 | 0 | 0
2018-07-21 01:00 | 7 | 1 | 7 | 1 | 0 | 0 | 73.4913 | 73.4913 | 0 | 16.2515 | 9.7834 | 12.9006 | 12.9006 | 1194.3401 | 0 | 0 | 1194.3401 | 0 | 0 | 0 | 0 | 0 | 73.4913 | 0 | 0 | 1194.3401 | 0 | 0 | 0 | 0 | 0 | 0 | 0
2018-07-21 02:00 | 7 | 2 | 7 | 1 | 0 | 0 | 70.4865 | 70.4865 | 0 | 16.2515 | 9.7834 | 12.9006 | 12.9006 | 1145.5086 | 0 | 0 | 1145.5086 | 0 | 0 | 0 | 0 | 0 | 70.4865 | 0 | 0 | 1145.5086 | 0 | 0 | 0 | 0 | 0 | 0 | 0
2018-07-21 03:00 | 7 | 3 | 7 | 1 | 0 | 0 | 69.2471 | 69.2471 | 0 | 16.2515 | 9.7834 | 12.9006 | 12.9006 | 1125.366 | 0 | 0 | 1125.366 | 0 | 0 | 0 | 0 | 0 | 69.2471 | 0 | 0 | 1125.366 | 0 | 0 | 0 | 0 | 0 | 0 | 0
2018-07-21 04:00 | 7 | 4 | 7 | 1 | 0 | 0 | 69.6578 | 69.6578 | 0 | 16.2515 | 9.7834 | 12.9006 | 12.9006 | 1132.0415 | 0 | 0 | 1132.0415 | 0 | 0 | 0 | 0 | 0 | 69.6578 | 0 | 0 | 1132.0415 | 0 | 0 | 0 | 0 | 0 | 0 | 0
2018-07-21 05:00 | 7 | 5 | 7 | 1 | 0 | 0.0012931 | 61.193 | 61.193 | 0.064653 | 16.2515 | 9.7834 | 12.9006 | 12.9006 | 994.4759 | 0.064653 | 0 | 993.4252 | 1.0507 | 0 | 0.83406 | 0 | 0 | 61.1284 | 0 | 0 | 993.4252 | 1.0507 | 0 | 0.83406 | 0 | 0 | 0.0012931 | 0.000904
2018-07-21 06:00 | 7 | 6 | 7 | 1 | 0 | 0.042227 | 72.7985 | 72.7985 | 2.1113 | 16.2515 | 9.7834 | 12.9006 | 12.9006 | 1183.0812 | 2.1113 | 0 | 1148.7689 | 34.3123 | 0 | 27.2375 | 0 | 0 | 70.6871 | 0 | 0 | 1148.7689 | 34.3123 | 0 | 27.2375 | 0 | 0 | 0.042227 | 0.04865
2018-07-21 07:00 | 7 | 7 | 7 | 1 | 0 | 0.1966 | 75.768 | 75.768 | 9.8299 | 16.2515 | 9.7834 | 12.9006 | 12.9006 | 1231.3397 | 9.8299 | 0 | 1071.5903 | 159.7494 | 0 | 126.8108 | 0 | 0 | 65.9381 | 0 | 0 | 1071.5903 | 159.7494 | 0 | 126.8108 | 0 | 0 | 0.1966 | 0.21586
2018-07-21 08:00 | 7 | 8 | 7 | 1 | 0 | 0.37281 | 72.5494 | 72.5494 | 18.6405 | 16.2515 | 9.7834 | 12.9006 | 12.9006 | 1179.0334 | 18.6405 | 0 | 876.0989 | 302.9345 | 0 | 240.4728 | 0 | 0 | 53.9089 | 0 | 0 | 876.0989 | 302.9345 | 0 | 240.4728 | 0 | 0 | 0.37281 | 0.41122
2018-07-21 09:00 | 7 | 9 | 7 | 1 | 0 | 0.50852 | 71.2695 | 71.2695 | 25.4258 | 16.2515 | 9.7834 | 12.9006 | 12.9006 | 1158.2331 | 25.4258 | 0 | 745.0269 | 413.2063 | 0 | 328.0078 | 0 | 0 | 45.8437 | 0 | 0 | 745.0269 | 413.2063 | 0 | 328.0078 | 0 | 0 | 0.50852 | 0.562
2018-07-21 10:00 | 7 | 10 | 7 | 1 | 0 | 0.61076 | 81.7715 | 81.7715 | 30.5378 | 16.2515 | 9.7834 | 12.9006 | 12.9006 | 1328.9057 | 30.5378 | 0 | 832.622 | 496.2837 | 0 | 393.9556 | 0 | 0 | 51.2337 | 0 | 0 | 832.622 | 496.2837 | 0 | 393.9556 | 0 | 0 | 0.61076 | 0.67533
2018-07-21 11:00 | 7 | 11 | 7 | 1 | 1 | 0.67703 | 88.3138 | 88.3138 | 33.8513 | 16.2515 | 9.7834 | 12.9006 | 12.9006 | 1435.2286 | 33.8513 | 0 | 885.0956 | 550.1329 | 0 | 436.7017 | 0 | 0 | 54.4625 | 0 | 0 | 885.0956 | 550.1329 | 0 | 436.7017 | 0 | 0 | 0.67703 | 0.74876
2018-07-21 12:00 | 7 | 12 | 7 | 1 | 1 | 0.70442 | 92.6665 | 92.6665 | 35.2212 | 16.2515 | 9.7834 | 12.9006 | 12.9006 | 1505.9661 | 35.2212 | 0 | 933.5694 | 572.3966 | 0 | 454.3748 | 0 | 0 | 57.4453 | 0 | 0 | 933.5694 | 572.3966 | 0 | 454.3748 | 0 | 0 | 0.70442 | 0.76923
2018-07-21 13:00 | 7 | 13 | 7 | 1 | 1 | 0.69142 | 102.6497 | 102.6497 | 34.5707 | 16.2515 | 9.7834 | 12.9006 | 12.9006 | 1668.2079 | 34.5707 | 0 | 1106.3829 | 561.825 | 0 | 445.983 | 0 | 0 | 68.079 | 0 | 0 | 1106.3829 | 561.825 | 0 | 445.983 | 0 | 0 | 0.69142 | 0.76408
2018-07-21 14:00 | 7 | 14 | 7 | 1 | 1 | 0.63892 | 109.4134 | 109.4134 | 31.9461 | 16.2515 | 9.7834 | 12.9006 | 12.9006 | 1778.1269 | 31.9461 | 0 | 1258.9562 | 519.1707 | 0 | 412.1235 | 0 | 0 | 77.4673 | 0 | 0 | 1258.9562 | 519.1707 | 0 | 412.1235 | 0 | 0 | 0.63892 | 0.7054
2018-07-21 15:00 | 7 | 15 | 7 | 1 | 1 | 0.54966 | 115.575 | 115.575 | 27.4832 | 16.2515 | 9.7834 | 12.9006 | 12.9006 | 1878.2616 | 27.4832 | 0 | 1431.6203 | 446.6412 | 0 | 354.5488 | 0 | 0 | 88.0918 | 0 | 0 | 1431.6203 | 446.6412 | 0 | 354.5488 | 0 | 0 | 0.54966 | 0.60868
2018-07-21 16:00 | 7 | 16 | 7 | 1 | 1 | 0.4253 | 124.2688 | 124.2688 | 21.265 | 16.2515 | 9.7834 | 12.9006 | 12.9006 | 2019.5497 | 21.265 | 0 | 1673.9625 | 345.5872 | 0 | 274.331 | 0 | 0 | 103.0038 | 0 | 0 | 1673.9625 | 345.5872 | 0 | 274.331 | 0 | 0 | 0.4253 | 0.40904
2018-07-21 17:00 | 7 | 17 | 7 | 1 | 1 | 0.26501 | 81.2402 | 81.2402 | 13.2507 | 16.2515 | 9.7834 | 12.9006 | 12.9006 | 1320.2708 | 13.2507 | 0 | 1104.9276 | 215.3432 | 0 | 170.9418 | 0 | 0 | 67.9895 | 0 | 0 | 1104.9276 | 215.3432 | 0 | 170.9418 | 0 | 0 | 0.26501 | 0.29172
2018-07-21 18:00 | 7 | 18 | 7 | 1 | 1 | 0.08958 | 69.2442 | 69.2442 | 4.479 | 16.2515 | 9.7834 | 12.9006 | 12.9006 | 1125.3188 | 4.479 | 0 | 1052.5287 | 72.7901 | 0 | 57.7816 | 0 | 0 | 64.7652 | 0 | 0 | 1052.5287 | 72.7901 | 0 | 57.7816 | 0 | 0 | 0.08958 | 0.099197
2018-07-21 19:00 | 7 | 19 | 7 | 1 | 0 | 0.0081193 | 68.9747 | 68.9747 | 0.40596 | 16.2515 | 9.7834 | 12.9006 | 12.9006 | 1120.9398 | 0.40596 | 0 | 1114.3423 | 6.5975 | 0 | 5.2372 | 0 | 0 | 68.5688 | 0 | 0 | 1114.3423 | 6.5975 | 0 | 5.2372 | 0 | 0 | 0.0081193 | 0.009638
2018-07-21 20:00 | 7 | 20 | 7 | 1 | 0 | 0 | 80.1627 | 80.1627 | 0 | 16.2515 | 9.7834 | 12.9006 | 12.9006 | 1302.7606 | 0 | 0 | 1302.7606 | 0 | 0 | 0 | 0 | 0 | 80.1627 | 0 | 0 | 1302.7606 | 0 | 0 | 0 | 0 | 0 | 0 | 0
2018-07-21 21:00 | 7 | 21 | 7 | 1 | 0 | 0 | 81.4797 | 81.4797 | 0 | 16.2515 | 9.7834 | 12.9006 | 12.9006 | 1324.1635 | 0 | 0 | 1324.1635 | 0 | 0 | 0 | 0 | 0 | 81.4797 | 0 | 0 | 1324.1635 | 0 | 0 | 0 | 0 | 0 | 0 | 0
2018-07-21 22:00 | 7 | 22 | 7 | 1 | 0 | 0 | 78.9099 | 78.9099 | 0 | 16.2515 | 9.7834 | 12.9006 | 12.9006 | 1282.4005 | 0 | 0 | 1282.4005 | 0 | 0 | 0 | 0 | 0 | 78.9099 | 0 | 0 | 1282.4005 | 0 | 0 | 0 | 0 | 0 | 0 | 0
2018-07-21 23:00 | 7 | 23 | 7 | 1 | 0 | 0 | 75.0631 | 75.0631 | 0 | 16.2515 | 9.7834 | 12.9006 | 12.9006 | 1219.8842 | 0 | 0 | 1219.8842 | 0 | 0 | 0 | 0 | 0 | 75.0631 | 0 | 0 | 1219.8842 | 0 | 0 | 0 | 0 | 0 | 0 | 0
2018-07-22 | 7 | 0 | 1 | 1 | 0 | 0 | 69.3945 | 69.3945 | 0 | 16.2515 | 9.7834 | 12.9006 | 12.9006 | 1127.762 | 0 | 0 | 1127.762 | 0 | 0 | 0 | 0 | 0 | 69.3945 | 0 | 0 | 1127.762 | 0 | 0 | 0 | 0 | 0 | 0 | 0
2018-07-22 01:00 | 7 | 1 | 1 | 1 | 0 | 0 | 69.8239 | 69.8239 | 0 | 16.2515 | 9.7834 | 12.9006 | 12.9006 | 1134.7402 | 0 | 0 | 1134.7402 | 0 | 0 | 0 | 0 | 0 | 69.8239 | 0 | 0 | 1134.7402 | 0 | 0 | 0 | 0 | 0 | 0 | 0
2018-07-22 02:00 | 7 | 2 | 1 | 1 | 0 | 0 | 66.8579 | 66.8579 | 0 | 16.2515 | 9.7834 | 12.9006 | 12.9006 | 1086.5381 | 0 | 0 | 1086.5381 | 0 | 0 | 0 | 0 | 0 | 66.8579 | 0 | 0 | 1086.5381 | 0 | 0 | 0 | 0 | 0 | 0 | 0
2018-07-22 03:00 | 7 | 3 | 1 | 1 | 0 | 0 | 66.3206 | 66.3206 | 0 | 16.2515 | 9.7834 | 12.9006 | 12.9006 | 1077.8065 | 0 | 0 | 1077.8065 | 0 | 0 | 0 | 0 | 0 | 66.3206 | 0 | 0 | 1077.8065 | 0 | 0 | 0 | 0 | 0 | 0 | 0
2018-07-22 04:00 | 7 | 4 | 1 | 1 | 0 | 0 | 68.2227 | 68.2227 | 0 | 16.2515 | 9.7834 | 12.9006 | 12.9006 | 1108.7178 | 0 | 0 | 1108.7178 | 0 | 0 | 0 | 0 | 0 | 68.2227 | 0 | 0 | 1108.7178 | 0 | 0 | 0 | 0 | 0 | 0 | 0
2018-07-22 05:00 | 7 | 5 | 1 | 1 | 0 | 0.0013964 | 59.0698 | 59.0698 | 0.069819 | 16.2515 | 9.7834 | 12.9006 | 12.9006 | 959.9703 | 0.069819 | 0 | 958.8357 | 1.1347 | 0 | 0.90071 | 0 | 0 | 59 | 0 | 0 | 958.8357 | 1.1347 | 0 | 0.90071 | 0 | 0 | 0.0013964 | 0.001165
2018-07-22 06:00 | 7 | 6 | 1 | 1 | 0 | 0.04057 | 62.3196 | 62.3196 | 2.0285 | 16.2515 | 9.7834 | 12.9006 | 12.9006 | 1012.7849 | 2.0285 | 0 | 979.8188 | 32.9662 | 0 | 26.1689 | 0 | 0 | 60.2911 | 0 | 0 | 979.8188 | 32.9662 | 0 | 26.1689 | 0 | 0 | 0.04057 | 0.045519
2018-07-22 07:00 | 7 | 7 | 1 | 1 | 0 | 0.19971 | 71.7368 | 71.7368 | 9.9857 | 16.2515 | 9.7834 | 12.9006 | 12.9006 | 1165.8279 | 9.9857 | 0 | 1003.5457 | 162.2822 | 0 | 128.8214 | 0 | 0 | 61.7511 | 0 | 0 | 1003.5457 | 162.2822 | 0 | 128.8214 | 0 | 0 | 0.19971 | 0.22111
2018-07-22 08:00 | 7 | 8 | 1 | 1 | 0 | 0.37492 | 71.6741 | 71.6741 | 18.7459 | 16.2515 | 9.7834 | 12.9006 | 12.9006 | 1164.8081 | 18.7459 | 0 | 860.1599 | 304.6482 | 0 | 241.8331 | 0 | 0 | 52.9282 | 0 | 0 | 860.1599 | 304.6482 | 0 | 241.8331 | 0 | 0 | 0.37492 | 0.41472
2018-07-22 09:00 | 7 | 9 | 1 | 1 | 0 | 0.50779 | 75.0987 | 75.0987 | 25.3895 | 16.2515 | 9.7834 | 12.9006 | 12.9006 | 1220.4634 | 25.3895 | 0 | 807.8463 | 412.6172 | 0 | 327.5401 | 0 | 0 | 49.7092 | 0 | 0 | 807.8463 | 412.6172 | 0 | 327.5401 | 0 | 0 | 0.50779 | 0.56266
2018-07-22 10:00 | 7 | 10 | 1 | 1 | 0 | 0.60214 | 82.5076 | 82.5076 | 30.1072 | 16.2515 | 9.7834 | 12.9006 | 12.9006 | 1340.8681 | 30.1072 | 0 | 851.5823 | 489.2859 | 0 | 388.4006 | 0 | 0 | 52.4004 | 0 | 0 | 851.5823 | 489.2859 | 0 | 388.4006 | 0 | 0 | 0.60214 | 0.5761
2018-07-22 11:00 | 7 | 11 | 1 | 1 | 1 | 0.58791 | 86.092 | 86.092 | 29.3957 | 16.2515 | 9.7834 | 12.9006 | 12.9006 | 1399.12 | 29.3957 | 0 | 921.3971 | 477.7229 | 0 | 379.2218 | 0 | 0 | 56.6963 | 0 | 0 | 921.3971 | 477.7229 | 0 | 379.2218 | 0 | 0 | 0.58791 | 0.63825
2018-07-22 12:00 | 7 | 12 | 1 | 1 | 1 | 0.57262 | 94.2823 | 94.2823 | 28.6311 | 16.2515 | 9.7834 | 12.9006 | 12.9006 | 1532.2244 | 28.6311 | 0 | 1066.9265 | 465.2979 | 0 | 369.3587 | 0 | 0 | 65.6511 | 0 | 0 | 1066.9265 | 465.2979 | 0 | 369.3587 | 0 | 0 | 0.57262 | 0.58823
2018-07-22 13:00 | 7 | 13 | 1 | 1 | 1 | 0.49198 | 102.6021 | 102.6021 | 24.5989 | 16.2515 | 9.7834 | 12.9006 | 12.9006 | 1667.4337 | 24.5989 | 0 | 1267.6649 | 399.7688 | 0 | 317.3409 | 0 | 0 | 78.0032 | 0 | 0 | 1267.6649 | 399.7688 | 0 | 317.3409 | 0 | 0 | 0.49198 | 0.57023
2018-07-22 14:00 | 7 | 14 | 1 | 1 | 1 | 0.45365 | 110.9548 | 110.9548 | 22.6825 | 16.2515 | 9.7834 | 12.9006 | 12.9006 | 1803.1779 | 22.6825 | 0 | 1434.5542 | 368.6237 | 0 | 292.6176 | 0 | 0 | 88.2723 | 0 | 0 | 1434.5542 | 368.6237 | 0 | 292.6176 | 0 | 0 | 0.45365 | 0.44202
2018-07-22 15:00 | 7 | 15 | 1 | 1 | 1 | 0.36156 | 128.5188 | 128.5188 | 18.0778 | 16.2515 | 9.7834 | 12.9006 | 12.9006 | 2088.618 | 18.0778 | 0 | 1794.8283 | 293.7898 | 0 | 233.2136 | 0 | 0 | 110.4411 | 0 | 0 | 1794.8283 | 293.7898 | 0 | 233.2136 | 0 | 0 | 0.36156 | 0.43278
2018-07-22 16:00 | 7 | 16 | 1 | 1 | 1 | 0.26315 | 137.1027 | 137.1027 | 13.1573 | 16.2515 | 9.7834 | 12.9006 | 12.9006 | 2228.1189 | 13.1573 | 0 | 2014.2944 | 213.8245 | 0 | 169.7363 | 0 | 0 | 123.9455 | 0 | 0 | 2014.2944 | 213.8245 | 0 | 169.7363 | 0 | 0 | 0.26315 | 0.34012
2018-07-22 17:00 | 7 | 17 | 1 | 1 | 1 | 0.22483 | 84.1016 | 84.1016 | 11.2413 | 16.2515 | 9.7834 | 12.9006 | 12.9006 | 1366.7734 | 11.2413 | 0 | 1184.0859 | 182.6875 | 0 | 145.0194 | 0 | 0 | 72.8603 | 0 | 0 | 1184.0859 | 182.6875 | 0 | 145.0194 | 0 | 0 | 0.22483 | 0.25779
2018-07-22 18:00 | 7 | 18 | 1 | 1 | 1 | 0.086695 | 71.1759 | 71.1759 | 4.3347 | 16.2515 | 9.7834 | 12.9006 | 12.9006 | 1156.7125 | 4.3347 | 0 | 1086.2667 | 70.4458 | 0 | 55.9206 | 0 | 0 | 66.8412 | 0 | 0 | 1086.2667 | 70.4458 | 0 | 55.9206 | 0 | 0 | 0.086695 | 0.094392
2018-07-22 19:00 | 7 | 19 | 1 | 1 | 0 | 0.0086333 | 68.7099 | 68.7099 | 0.43167 | 16.2515 | 9.7834 | 12.9006 | 12.9006 | 1116.6363 | 0.43167 | 0 | 1109.6211 | 7.0152 | 0 | 5.5688 | 0 | 0 | 68.2783 | 0 | 0 | 1109.6211 | 7.0152 | 0 | 5.5688 | 0 | 0 | 0.0086333 | 0.010744
2018-07-22 20:00 | 7 | 20 | 1 | 1 | 0 | 0 | 75.6282 | 75.6282 | 0 | 16.2515 | 9.7834 | 12.9006 | 12.9006 | 1229.0687 | 0 | 0 | 1229.0687 | 0 | 0 | 0 | 0 | 0 | 75.6282 | 0 | 0 | 1229.0687 | 0 | 0 | 0 | 0 | 0 | 0 | 0
2018-07-22 21:00 | 7 | 21 | 1 | 1 | 0 | 0 | 76.79 | 76.79 | 0 | 16.2515 | 9.7834 | 12.9006 | 12.9006 | 1247.9492 | 0 | 0 | 1247.9492 | 0 | 0 | 0 | 0 | 0 | 76.79 | 0 | 0 | 1247.9492 | 0 | 0 | 0 | 0 | 0 | 0 | 0
2018-07-22 22:00 | 7 | 22 | 1 | 1 | 0 | 0 | 75.5259 | 75.5259 | 0 | 16.2515 | 9.7834 | 12.9006 | 12.9006 | 1227.4053 | 0 | 0 | 1227.4053 | 0 | 0 | 0 | 0 | 0 | 75.5259 | 0 | 0 | 1227.4053 | 0 | 0 | 0 | 0 | 0 | 0 | 0
2018-07-22 23:00 | 7 | 23 | 1 | 1 | 0 | 0 | 73.0596 | 73.0596 | 0 | 16.2515 | 9.7834 | 12.9006 | 12.9006 | 1187.3248 | 0 | 0 | 1187.3248 | 0 | 0 | 0 | 0 | 0 | 73.0596 | 0 | 0 | 1187.3248 | 0 | 0 | 0 | 0 | 0 | 0 | 0
2018-07-23 | 7 | 0 | 2 | 1 | 0 | 0 | 73.3997 | 73.3997 | 0 | 16.2515 | 9.7834 | 12.9006 | 12.9006 | 1192.8528 | 0 | 0 | 1192.8528 | 0 | 0 | 0 | 0 | 0 | 73.3997 | 0 | 0 | 1192.8528 | 0 | 0 | 0 | 0 | 0 | 0 | 0
2018-07-23 01:00 | 7 | 1 | 2 | 1 | 0 | 0 | 72.8827 | 72.8827 | 0 | 16.2515 | 9.7834 | 12.9006 | 12.9006 | 1184.4496 | 0 | 0 | 1184.4496 | 0 | 0 | 0 | 0 | 0 | 72.8827 | 0 | 0 | 1184.4496 | 0 | 0 | 0 | 0 | 0 | 0 | 0
2018-07-23 02:00 | 7 | 2 | 2 | 1 | 0 | 0 | 73.3452 | 73.3452 | 0 | 16.2515 | 9.7834 | 12.9006 | 12.9006 | 1191.9657 | 0 | 0 | 1191.9657 | 0 | 0 | 0 | 0 | 0 | 73.3452 | 0 | 0 | 1191.9657 | 0 | 0 | 0 | 0 | 0 | 0 | 0
2018-07-23 03:00 | 7 | 3 | 2 | 1 | 0 | 0 | 75.9489 | 75.9489 | 0 | 16.2515 | 9.7834 | 12.9006 | 12.9006 | 1234.2807 | 0 | 0 | 1234.2807 | 0 | 0 | 0 | 0 | 0 | 75.9489 | 0 | 0 | 1234.2807 | 0 | 0 | 0 | 0 | 0 | 0 | 0
2018-07-23 04:00 | 7 | 4 | 2 | 1 | 0 | 0 | 82.3946 | 82.3946 | 0 | 16.2515 | 9.7834 | 12.9006 | 12.9006 | 1339.0329 | 0 | 0 | 1339.0329 | 0 | 0 | 0 | 0 | 0 | 82.3946 | 0 | 0 | 1339.0329 | 0 | 0 | 0 | 0 | 0 | 0 | 0
2018-07-23 05:00 | 7 | 5 | 2 | 1 | 0 | 0.00092343 | 83.9002 | 83.9002 | 0.046172 | 16.2515 | 9.7834 | 12.9006 | 12.9006 | 1363.5006 | 0.046172 | 0 | 1362.7502 | 0.75036 | 0 | 0.59564 | 0 | 0 | 83.854 | 0 | 0 | 1362.7502 | 0.75036 | 0 | 0.59564 | 0 | 0 | 0.00092343 | 0.00065333
2018-07-23 06:00 | 7 | 6 | 2 | 1 | 0 | 0.038292 | 117.1486 | 117.1486 | 1.9146 | 16.2515 | 9.7834 | 12.9006 | 12.9006 | 1903.8347 | 1.9146 | 0 | 1872.7194 | 31.1153 | 0 | 24.6997 | 0 | 0 | 115.2339 | 0 | 0 | 1872.7194 | 31.1153 | 0 | 24.6997 | 0 | 0 | 0.038292 | 0.044334
2018-07-23 07:00 | 7 | 7 | 2 | 1 | 0 | 0.19347 | 139.3789 | 139.3789 | 9.6735 | 16.2515 | 9.7834 | 12.9006 | 12.9006 | 2265.1101 | 9.6735 | 0 | 2107.9016 | 157.2085 | 0 | 124.7938 | 0 | 0 | 129.7054 | 0 | 0 | 2107.9016 | 157.2085 | 0 | 124.7938 | 0 | 0 | 0.19347 | 0.21384
2018-07-23 08:00 | 7 | 8 | 2 | 1 | 0 | 0.36086 | 162.8624 | 162.8624 | 18.0431 | 16.2515 | 9.7834 | 12.9006 | 12.9006 | 2646.7516 | 18.0431 | 0 | 2353.5258 | 293.2258 | 0 | 232.766 | 0 | 0 | 144.8194 | 0 | 0 | 2353.5258 | 293.2258 | 0 | 232.766 | 0 | 0 | 0.36086 | 0.39906
2018-07-23 09:00 | 7 | 9 | 2 | 1 | 0 | 0.41346 | 188.1653 | 188.1653 | 20.6728 | 16.2515 | 9.7834 | 12.9006 | 12.9006 | 3057.9608 | 20.6728 | 0 | 2721.9985 | 335.9623 | 0 | 266.6906 | 0 | 0 | 167.4926 | 0 | 0 | 2721.9985 | 335.9623 | 0 | 266.6906 | 0 | 0 | 0.41346 | 0.53653
2018-07-23 10:00 | 7 | 10 | 2 | 1 | 0 | 0.57646 | 211.863 | 211.863 | 28.8229 | 16.2515 | 9.7834 | 12.9006 | 12.9006 | 3443.0817 | 28.8229 | 0 | 2974.6675 | 468.4141 | 0 | 371.8324 | 0 | 0 | 183.0401 | 0 | 0 | 2974.6675 | 468.4141 | 0 | 371.8324 | 0 | 0 | 0.57646 | 0.6379
2018-07-23 11:00 | 7 | 11 | 2 | 1 | 1 | 0.63428 | 225.0384 | 225.0384 | 31.7138 | 16.2515 | 9.7834 | 12.9006 | 12.9006 | 3657.2019 | 31.7138 | 0 | 3141.8072 | 515.3946 | 0 | 409.126 | 0 | 0 | 193.3247 | 0 | 0 | 3141.8072 | 515.3946 | 0 | 409.126 | 0 | 0 | 0.63428 | 0.701
2018-07-23 12:00 | 7 | 12 | 2 | 1 | 1 | 0.4118 | 228.6844 | 228.6844 | 20.5898 | 16.2515 | 9.7834 | 12.9006 | 12.9006 | 3716.4551 | 20.5898 | 0 | 3381.8409 | 334.6142 | 0 | 265.6205 | 0 | 0 | 208.0946 | 0 | 0 | 3381.8409 | 334.6142 | 0 | 265.6205 | 0 | 0 | 0.4118 | 0.67938
2018-07-23 13:00 | 7 | 13 | 2 | 1 | 1 | 0.65014 | 226.461 | 226.461 | 32.507 | 16.2515 | 9.7834 | 12.9006 | 12.9006 | 3680.3208 | 32.507 | 0 | 3152.0339 | 528.2869 | 0 | 419.3601 | 0 | 0 | 193.9539 | 0 | 0 | 3152.0339 | 528.2869 | 0 | 419.3601 | 0 | 0 | 0.65014 | 0.71916
2018-07-23 14:00 | 7 | 14 | 2 | 1 | 1 | 0.60278 | 221.9335 | 221.9335 | 30.1391 | 16.2515 | 9.7834 | 12.9006 | 12.9006 | 3606.7432 | 30.1391 | 0 | 3116.9381 | 489.8051 | 0 | 388.8128 | 0 | 0 | 191.7944 | 0 | 0 | 3116.9381 | 489.8051 | 0 | 388.8128 | 0 | 0 | 0.60278 | 0.66712
2018-07-23 15:00 | 7 | 15 | 2 | 1 | 1 | 0.52108 | 202.4668 | 202.4668 | 26.0539 | 16.2515 | 9.7834 | 12.9006 | 12.9006 | 3290.3804 | 26.0539 | 0 | 2866.9674 | 423.413 | 0 | 336.11 | 0 | 0 | 176.413 | 0 | 0 | 2866.9674 | 423.413 | 0 | 336.11 | 0 | 0 | 0.52108 | 0.57537
2018-07-23 16:00 | 7 | 16 | 2 | 1 | 1 | 0.4024 | 176.7573 | 176.7573 | 20.1198 | 16.2515 | 9.7834 | 12.9006 | 12.9006 | 2872.5638 | 20.1198 | 0 | 2545.5869 | 326.9769 | 0 | 259.5579 | 0 | 0 | 156.6375 | 0 | 0 | 2545.5869 | 326.9769 | 0 | 259.5579 | 0 | 0 | 0.4024 | 0.44331
2018-07-23 17:00 | 7 | 17 | 2 | 1 | 1 | 0.24783 | 106.8953 | 106.8953 | 12.3916 | 16.2515 | 9.7834 | 12.9006 | 12.9006 | 1737.2049 | 12.3916 | 0 | 1535.8242 | 201.3807 | 0 | 159.8583 | 0 | 0 | 94.5038 | 0 | 0 | 1535.8242 | 201.3807 | 0 | 159.8583 | 0 | 0 | 0.24783 | 0.27176
2018-07-23 18:00 | 7 | 18 | 2 | 1 | 1 | 0.07475 | 81.6542 | 81.6542 | 3.7375 | 16.2515 | 9.7834 | 12.9006 | 12.9006 | 1327.0003 | 3.7375 | 0 | 1266.2607 | 60.7396 | 0 | 48.2158 | 0 | 0 | 77.9168 | 0 | 0 | 1266.2607 | 60.7396 | 0 | 48.2158 | 0 | 0 | 0.07475 | 0.066793
2018-07-23 19:00 | 7 | 19 | 2 | 1 | 0 | 0.0086355 | 73.3292 | 73.3292 | 0.43177 | 16.2515 | 9.7834 | 12.9006 | 12.9006 | 1191.7064 | 0.43177 | 0 | 1184.6894 | 7.0169 | 0 | 5.5701 | 0 | 0 | 72.8974 | 0 | 0 | 1184.6894 | 7.0169 | 0 | 5.5701 | 0 | 0 | 0.0086355 | 0.0086367
2018-07-23 20:00 | 7 | 20 | 2 | 1 | 0 | 0 | 80.0257 | 80.0257 | 0 | 16.2515 | 9.7834 | 12.9006 | 12.9006 | 1300.5343 | 0 | 0 | 1300.5343 | 0 | 0 | 0 | 0 | 0 | 80.0257 | 0 | 0 | 1300.5343 | 0 | 0 | 0 | 0 | 0 | 0 | 0
2018-07-23 21:00 | 7 | 21 | 2 | 1 | 0 | 0 | 73.645 | 73.645 | 0 | 16.2515 | 9.7834 | 12.9006 | 12.9006 | 1196.838 | 0 | 0 | 1196.838 | 0 | 0 | 0 | 0 | 0 | 73.645 | 0 | 0 | 1196.838 | 0 | 0 | 0 | 0 | 0 | 0 | 0
2018-07-23 22:00 | 7 | 22 | 2 | 1 | 0 | 0 | 67.8256 | 67.8256 | 0 | 16.2515 | 9.7834 | 12.9006 | 12.9006 | 1102.265 | 0 | 0 | 1102.265 | 0 | 0 | 0 | 0 | 0 | 67.8256 | 0 | 0 | 1102.265 | 0 | 0 | 0 | 0 | 0 | 0 | 0
2018-07-23 23:00 | 7 | 23 | 2 | 1 | 0 | 0 | 65.501 | 65.501 | 0 | 16.2515 | 9.7834 | 12.9006 | 12.9006 | 1064.4867 | 0 | 0 | 1064.4867 | 0 | 0 | 0 | 0 | 0 | 65.501 | 0 | 0 | 1064.4867 | 0 | 0 | 0 | 0 | 0 | 0 | 0
2018-07-24 | 7 | 0 | 3 | 1 | 0 | 0 | 65.3463 | 65.3463 | 0 | 16.2515 | 9.7834 | 12.9006 | 12.9006 | 1061.9722 | 0 | 0 | 1061.9722 | 0 | 0 | 0 | 0 | 0 | 65.3463 | 0 | 0 | 1061.9722 | 0 | 0 | 0 | 0 | 0 | 0 | 0
2018-07-24 01:00 | 7 | 1 | 3 | 1 | 0 | 0 | 65.6759 | 65.6759 | 0 | 16.2515 | 9.7834 | 12.9006 | 12.9006 | 1067.3286 | 0 | 0 | 1067.3286 | 0 | 0 | 0 | 0 | 0 | 65.6759 | 0 | 0 | 1067.3286 | 0 | 0 | 0 | 0 | 0 | 0 | 0
2018-07-24 02:00 | 7 | 2 | 3 | 1 | 0 | 0 | 66.3356 | 66.3356 | 0 | 16.2515 | 9.7834 | 12.9006 | 12.9006 | 1078.0505 | 0 | 0 | 1078.0505 | 0 | 0 | 0 | 0 | 0 | 66.3356 | 0 | 0 | 1078.0505 | 0 | 0 | 0 | 0 | 0 | 0 | 0
2018-07-24 03:00 | 7 | 3 | 3 | 1 | 0 | 0 | 68.7804 | 68.7804 | 0 | 16.2515 | 9.7834 | 12.9006 | 12.9006 | 1117.7814 | 0 | 0 | 1117.7814 | 0 | 0 | 0 | 0 | 0 | 68.7804 | 0 | 0 | 1117.7814 | 0 | 0 | 0 | 0 | 0 | 0 | 0
2018-07-24 04:00 | 7 | 4 | 3 | 1 | 0 | 0 | 75.3556 | 75.3556 | 0 | 16.2515 | 9.7834 | 12.9006 | 12.9006 | 1224.6379 | 0 | 0 | 1224.6379 | 0 | 0 | 0 | 0 | 0 | 75.3556 | 0 | 0 | 1224.6379 | 0 | 0 | 0 | 0 | 0 | 0 | 0
2018-07-24 05:00 | 7 | 5 | 3 | 1 | 0 | 0.00041982 | 78.2993 | 78.2993 | 0.020991 | 16.2515 | 9.7834 | 12.9006 | 12.9006 | 1272.4779 | 0.020991 | 0 | 1272.1367 | 0.34114 | 0 | 0.2708 | 0 | 0 | 78.2783 | 0 | 0 | 1272.1367 | 0.34114 | 0 | 0.2708 | 0 | 0 | 0.00041982 | 0
2018-07-24 06:00 | 7 | 6 | 3 | 1 | 0 | 0.037195 | 101.369 | 101.369 | 1.8597 | 16.2515 | 9.7834 | 12.9006 | 12.9006 | 1647.3944 | 1.8597 | 0 | 1617.171 | 30.2233 | 0 | 23.9916 | 0 | 0 | 99.5093 | 0 | 0 | 1617.171 | 30.2233 | 0 | 23.9916 | 0 | 0 | 0.037195 | 0.04299
2018-07-24 07:00 | 7 | 7 | 3 | 1 | 0 | 0.18881 | 124.0967 | 124.0967 | 9.4404 | 16.2515 | 9.7834 | 12.9006 | 12.9006 | 2016.7523 | 9.4404 | 0 | 1863.3321 | 153.4202 | 0 | 121.7867 | 0 | 0 | 114.6563 | 0 | 0 | 1863.3321 | 153.4202 | 0 | 121.7867 | 0 | 0 | 0.18881 | 0.20888
2018-07-24 08:00 | 7 | 8 | 3 | 1 | 0 | 0.35375 | 152.935 | 152.935 | 17.6875 | 16.2515 | 9.7834 | 12.9006 | 12.9006 | 2485.416 | 17.6875 | 0 | 2197.9675 | 287.4484 | 0 | 228.1798 | 0 | 0 | 135.2474 | 0 | 0 | 2197.9675 | 287.4484 | 0 | 228.1798 | 0 | 0 | 0.35375 | 0.39016
2018-07-24 09:00 | 7 | 9 | 3 | 1 | 0 | 0.46785 | 182.2107 | 182.2107 | 23.3927 | 16.2515 | 9.7834 | 12.9006 | 12.9006 | 2961.1891 | 23.3927 | 0 | 2581.0236 | 380.1654 | 0 | 301.7796 | 0 | 0 | 158.818 | 0 | 0 | 2581.0236 | 380.1654 | 0 | 301.7796 | 0 | 0 | 0.46785 | 0.51823
2018-07-24 10:00 | 7 | 10 | 3 | 1 | 0 | 0.55407 | 207.6034 | 207.6034 | 27.7035 | 16.2515 | 9.7834 | 12.9006 | 12.9006 | 3373.8579 | 27.7035 | 0 | 2923.6365 | 450.2214 | 0 | 357.3908 | 0 | 0 | 179.9 | 0 | 0 | 2923.6365 | 450.2214 | 0 | 357.3908 | 0 | 0 | 0.55407 | 0.61552
2018-07-24 11:00 | 7 | 11 | 3 | 1 | 1 | 0.62286 | 219.2483 | 219.2483 | 31.143 | 16.2515 | 9.7834 | 12.9006 | 12.9006 | 3563.1038 | 31.143 | 0 | 3056.9839 | 506.1199 | 0 | 401.7637 | 0 | 0 | 188.1052 | 0 | 0 | 3056.9839 | 506.1199 | 0 | 401.7637 | 0 | 0 | 0.62286 | 0.69055
2018-07-24 12:00 | 7 | 12 | 3 | 1 | 1 | 0.6267 | 227.9301 | 227.9301 | 31.3347 | 16.2515 | 9.7834 | 12.9006 | 12.9006 | 3704.1957 | 31.3347 | 0 | 3194.9604 | 509.2353 | 0 | 404.2367 | 0 | 0 | 196.5953 | 0 | 0 | 3194.9604 | 509.2353 | 0 | 404.2367 | 0 | 0 | 0.6267 | 0.72286
2018-07-24 13:00 | 7 | 13 | 3 | 1 | 1 | 0.56049 | 223.9685 | 223.9685 | 28.0243 | 16.2515 | 9.7834 | 12.9006 | 12.9006 | 3639.8142 | 28.0243 | 0 | 3184.3777 | 455.4365 | 0 | 361.5306 | 0 | 0 | 195.9441 | 0 | 0 | 3184.3777 | 455.4365 | 0 | 361.5306 | 0 | 0 | 0.56049 | 0.59001
2018-07-24 14:00 | 7 | 14 | 3 | 1 | 1 | 0.59817 | 214.3335 | 214.3335 | 29.9085 | 16.2515 | 9.7834 | 12.9006 | 12.9006 | 3483.2322 | 29.9085 | 0 | 2997.1755 | 486.0567 | 0 | 385.8372 | 0 | 0 | 184.425 | 0 | 0 | 2997.1755 | 486.0567 | 0 | 385.8372 | 0 | 0 | 0.59817 | 0.5711
2018-07-24 15:00 | 7 | 15 | 3 | 1 | 1 | 0.51237 | 195.6699 | 195.6699 | 25.6186 | 16.2515 | 9.7834 | 12.9006 | 12.9006 | 3179.9209 | 25.6186 | 0 | 2763.5805 | 416.3404 | 0 | 330.4956 | 0 | 0 | 170.0513 | 0 | 0 | 2763.5805 | 416.3404 | 0 | 330.4956 | 0 | 0 | 0.51237 | 0.56668
2018-07-24 16:00 | 7 | 16 | 3 | 1 | 1 | 0.35296 | 174.6825 | 174.6825 | 17.6479 | 16.2515 | 9.7834 | 12.9006 | 12.9006 | 2838.8456 | 17.6479 | 0 | 2552.0415 | 286.8041 | 0 | 227.6683 | 0 | 0 | 157.0346 | 0 | 0 | 2552.0415 | 286.8041 | 0 | 227.6683 | 0 | 0 | 0.35296 | 0.38046
2018-07-24 17:00 | 7 | 17 | 3 | 1 | 1 | 0.22676 | 107.4614 | 107.4614 | 11.338 | 16.2515 | 9.7834 | 12.9006 | 12.9006 | 1746.4044 | 11.338 | 0 | 1562.1454 | 184.259 | 0 | 146.2669 | 0 | 0 | 96.1234 | 0 | 0 | 1562.1454 | 184.259 | 0 | 146.2669 | 0 | 0 | 0.22676 | 0.26889
2018-07-24 18:00 | 7 | 18 | 3 | 1 | 1 | 0.082917 | 81.4931 | 81.4931 | 4.1458 | 16.2515 | 9.7834 | 12.9006 | 12.9006 | 1324.3816 | 4.1458 | 0 | 1257.0056 | 67.376 | 0 | 53.4838 | 0 | 0 | 77.3473 | 0 | 0 | 1257.0056 | 67.376 | 0 | 53.4838 | 0 | 0 | 0.082917 | 0.093434
2018-07-24 19:00 | 7 | 19 | 3 | 1 | 0 | 0.0099311 | 74.7397 | 74.7397 | 0.49655 | 16.2515 | 9.7834 | 12.9006 | 12.9006 | 1214.6292 | 0.49655 | 0 | 1206.5595 | 8.0697 | 0 | 6.4058 | 0 | 0 | 74.2432 | 0 | 0 | 1206.5595 | 8.0697 | 0 | 6.4058 | 0 | 0 | 0.0099311 | 0.009325
2018-07-24 20:00 | 7 | 20 | 3 | 1 | 0 | 0 | 82.5995 | 82.5995 | 0 | 16.2515 | 9.7834 | 12.9006 | 12.9006 | 1342.3625 | 0 | 0 | 1342.3625 | 0 | 0 | 0 | 0 | 0 | 82.5995 | 0 | 0 | 1342.3625 | 0 | 0 | 0 | 0 | 0 | 0 | 0
2018-07-24 21:00 | 7 | 21 | 3 | 1 | 0 | 0 | 74.6752 | 74.6752 | 0 | 16.2515 | 9.7834 | 12.9006 | 12.9006 | 1213.5802 | 0 | 0 | 1213.5802 | 0 | 0 | 0 | 0 | 0 | 74.6752 | 0 | 0 | 1213.5802 | 0 | 0 | 0 | 0 | 0 | 0 | 0
2018-07-24 22:00 | 7 | 22 | 3 | 1 | 0 | 0 | 68.0271 | 68.0271 | 0 | 16.2515 | 9.7834 | 12.9006 | 12.9006 | 1105.5392 | 0 | 0 | 1105.5392 | 0 | 0 | 0 | 0 | 0 | 68.0271 | 0 | 0 | 1105.5392 | 0 | 0 | 0 | 0 | 0 | 0 | 0
2018-07-24 23:00 | 7 | 23 | 3 | 1 | 0 | 0 | 66.0519 | 66.0519 | 0 | 16.2515 | 9.7834 | 12.9006 | 12.9006 | 1073.4392 | 0 | 0 | 1073.4392 | 0 | 0 | 0 | 0 | 0 | 66.0519 | 0 | 0 | 1073.4392 | 0 | 0 | 0 | 0 | 0 | 0 | 0
2018-07-25 | 7 | 0 | 4 | 1 | 0 | 0 | 65.6112 | 65.6112 | 0 | 16.2515 | 9.7834 | 12.9006 | 12.9006 | 1066.2769 | 0 | 0 | 1066.2769 | 0 | 0 | 0 | 0 | 0 | 65.6112 | 0 | 0 | 1066.2769 | 0 | 0 | 0 | 0 | 0 | 0 | 0
2018-07-25 01:00 | 7 | 1 | 4 | 1 | 0 | 0 | 65.6423 | 65.6423 | 0 | 16.2515 | 9.7834 | 12.9006 | 12.9006 | 1066.7836 | 0 | 0 | 1066.7836 | 0 | 0 | 0 | 0 | 0 | 65.6423 | 0 | 0 | 1066.7836 | 0 | 0 | 0 | 0 | 0 | 0 | 0
2018-07-25 02:00 | 7 | 2 | 4 | 1 | 0 | 0 | 66.4174 | 66.4174 | 0 | 16.2515 | 9.7834 | 12.9006 | 12.9006 | 1079.3792 | 0 | 0 | 1079.3792 | 0 | 0 | 0 | 0 | 0 | 66.4174 | 0 | 0 | 1079.3792 | 0 | 0 | 0 | 0 | 0 | 0 | 0
2018-07-25 03:00 | 7 | 3 | 4 | 1 | 0 | 0 | 68.9303 | 68.9303 | 0 | 16.2515 | 9.7834 | 12.9006 | 12.9006 | 1120.218 | 0 | 0 | 1120.218 | 0 | 0 | 0 | 0 | 0 | 68.9303 | 0 | 0 | 1120.218 | 0 | 0 | 0 | 0 | 0 | 0 | 0
2018-07-25 04:00 | 7 | 4 | 4 | 1 | 0 | 0 | 75.1851 | 75.1851 | 0 | 16.2515 | 9.7834 | 12.9006 | 12.9006 | 1221.8675 | 0 | 0 | 1221.8675 | 0 | 0 | 0 | 0 | 0 | 75.1851 | 0 | 0 | 1221.8675 | 0 | 0 | 0 | 0 | 0 | 0 | 0
2018-07-25 05:00 | 7 | 5 | 4 | 1 | 0 | 0 | 78.1896 | 78.1896 | 0 | 16.2515 | 9.7834 | 12.9006 | 12.9006 | 1270.6945 | 0 | 0 | 1270.6945 | 0 | 0 | 0 | 0 | 0 | 78.1896 | 0 | 0 | 1270.6945 | 0 | 0 | 0 | 0 | 0 | 0 | 0
2018-07-25 06:00 | 7 | 6 | 4 | 1 | 0 | 0.038806 | 100.4934 | 100.4934 | 1.9403 | 16.2515 | 9.7834 | 12.9006 | 12.9006 | 1633.1642 | 1.9403 | 0 | 1601.6313 | 31.5329 | 0 | 25.0312 | 0 | 0 | 98.5531 | 0 | 0 | 1601.6313 | 31.5329 | 0 | 25.0312 | 0 | 0 | 0.038806 | 0.046062
2018-07-25 07:00 | 7 | 7 | 4 | 1 | 0 | 0.18214 | 119.9819 | 119.9819 | 9.1069 | 16.2515 | 9.7834 | 12.9006 | 12.9006 | 1949.8804 | 9.1069 | 0 | 1801.8801 | 148.0004 | 0 | 117.4844 | 0 | 0 | 110.875 | 0 | 0 | 1801.8801 | 148.0004 | 0 | 117.4844 | 0 | 0 | 0.18214 | 0.2008
2018-07-25 08:00 | 7 | 8 | 4 | 1 | 0 | 0.3489 | 139.8406 | 139.8406 | 17.4452 | 16.2515 | 9.7834 | 12.9006 | 12.9006 | 2272.6136 | 17.4452 | 0 | 1989.1037 | 283.5099 | 0 | 225.0533 | 0 | 0 | 122.3954 | 0 | 0 | 1989.1037 | 283.5099 | 0 | 225.0533 | 0 | 0 | 0.3489 | 0.38383
2018-07-25 09:00 | 7 | 9 | 4 | 1 | 0 | 0.44973 | 161.9678 | 161.9678 | 22.4863 | 16.2515 | 9.7834 | 12.9006 | 12.9006 | 2632.212 | 22.4863 | 0 | 2266.7761 | 365.4359 | 0 | 290.0871 | 0 | 0 | 139.4814 | 0 | 0 | 2266.7761 | 365.4359 | 0 | 290.0871 | 0 | 0 | 0.44973 | 0.41872
2018-07-25 10:00 | 7 | 10 | 4 | 1 | 0 | 0.33786 | 183.287 | 183.287 | 16.8932 | 16.2515 | 9.7834 | 12.9006 | 12.9006 | 2978.68 | 16.8932 | 0 | 2704.1409 | 274.5391 | 0 | 217.9322 | 0 | 0 | 166.3938 | 0 | 0 | 2704.1409 | 274.5391 | 0 | 217.9322 | 0 | 0 | 0.33786 | 0.23831
2018-07-25 11:00 | 7 | 11 | 4 | 1 | 1 | 0.63903 | 194.8474 | 194.8474 | 31.9514 | 16.2515 | 9.7834 | 12.9006 | 12.9006 | 3166.5543 | 31.9514 | 0 | 2647.2975 | 519.2568 | 0 | 412.1918 | 0 | 0 | 162.896 | 0 | 0 | 2647.2975 | 519.2568 | 0 | 412.1918 | 0 | 0 | 0.63903 | 0.58976
2018-07-25 12:00 | 7 | 12 | 4 | 1 | 1 | 0.51168 | 205.5675 | 205.5675 | 25.5839 | 16.2515 | 9.7834 | 12.9006 | 12.9006 | 3340.772 | 25.5839 | 0 | 2924.9964 | 415.7756 | 0 | 330.0474 | 0 | 0 | 179.9836 | 0 | 0 | 2924.9964 | 415.7756 | 0 | 330.0474 | 0 | 0 | 0.51168 | 0.58614
2018-07-25 13:00 | 7 | 13 | 4 | 1 | 1 | 0.49469 | 208.5826 | 208.5826 | 24.7346 | 16.2515 | 9.7834 | 12.9006 | 12.9006 | 3389.771 | 24.7346 | 0 | 2987.7969 | 401.9741 | 0 | 319.0915 | 0 | 0 | 183.8479 | 0 | 0 | 2987.7969 | 401.9741 | 0 | 319.0915 | 0 | 0 | 0.49469 | 0.6581
2018-07-25 14:00 | 7 | 14 | 4 | 1 | 1 | 0.59509 | 203.652 | 203.652 | 29.7544 | 16.2515 | 9.7834 | 12.9006 | 12.9006 | 3309.6409 | 29.7544 | 0 | 2826.0877 | 483.5531 | 0 | 383.8499 | 0 | 0 | 173.8975 | 0 | 0 | 2826.0877 | 483.5531 | 0 | 383.8499 | 0 | 0 | 0.59509 | 0.65323
2018-07-25 15:00 | 7 | 15 | 4 | 1 | 1 | 0.50926 | 188.6328 | 188.6328 | 25.463 | 16.2515 | 9.7834 | 12.9006 | 12.9006 | 3065.558 | 25.463 | 0 | 2651.7464 | 413.8116 | 0 | 328.4883 | 0 | 0 | 163.1698 | 0 | 0 | 2651.7464 | 413.8116 | 0 | 328.4883 | 0 | 0 | 0.50926 | 0.50241
2018-07-25 16:00 | 7 | 16 | 4 | 1 | 1 | 0.39016 | 168.0323 | 168.0323 | 19.5078 | 16.2515 | 9.7834 | 12.9006 | 12.9006 | 2730.7693 | 19.5078 | 0 | 2413.7392 | 317.0302 | 0 | 251.6621 | 0 | 0 | 148.5245 | 0 | 0 | 2413.7392 | 317.0302 | 0 | 251.6621 | 0 | 0 | 0.39016 | 0.33101
2018-07-25 17:00 | 7 | 17 | 4 | 1 | 1 | 0.20753 | 102.0808 | 102.0808 | 10.3764 | 16.2515 | 9.7834 | 12.9006 | 12.9006 | 1658.9613 | 10.3764 | 0 | 1490.3297 | 168.6316 | 0 | 133.8617 | 0 | 0 | 91.7044 | 0 | 0 | 1490.3297 | 168.6316 | 0 | 133.8617 | 0 | 0 | 0.20753 | 0.21093
2018-07-25 18:00 | 7 | 18 | 4 | 1 | 1 | 0.081798 | 76.781 | 76.781 | 4.0899 | 16.2515 | 9.7834 | 12.9006 | 12.9006 | 1247.8032 | 4.0899 | 0 | 1181.336 | 66.4672 | 0 | 52.7624 | 0 | 0 | 72.6911 | 0 | 0 | 1181.336 | 66.4672 | 0 | 52.7624 | 0 | 0 | 0.081798 | 0.092316
2018-07-25 19:00 | 7 | 19 | 4 | 1 | 0 | 0.0073393 | 67.7494 | 67.7494 | 0.36697 | 16.2515 | 9.7834 | 12.9006 | 12.9006 | 1101.0257 | 0.36697 | 0 | 1095.062 | 5.9637 | 0 | 4.7341 | 0 | 0 | 67.3824 | 0 | 0 | 1095.062 | 5.9637 | 0 | 4.7341 | 0 | 0 | 0.0073393 | 0.009042
2018-07-25 20:00 | 7 | 20 | 4 | 1 | 0 | 0 | 76.8365 | 76.8365 | 0 | 16.2515 | 9.7834 | 12.9006 | 12.9006 | 1248.7048 | 0 | 0 | 1248.7048 | 0 | 0 | 0 | 0 | 0 | 76.8365 | 0 | 0 | 1248.7048 | 0 | 0 | 0 | 0 | 0 | 0 | 0
2018-07-25 21:00 | 7 | 21 | 4 | 1 | 0 | 0 | 72.5857 | 72.5857 | 0 | 16.2515 | 9.7834 | 12.9006 | 12.9006 | 1179.624 | 0 | 0 | 1179.624 | 0 | 0 | 0 | 0 | 0 | 72.5857 | 0 | 0 | 1179.624 | 0 | 0 | 0 | 0 | 0 | 0 | 0
2018-07-25 22:00 | 7 | 22 | 4 | 1 | 0 | 0 | 66.7985 | 66.7985 | 0 | 16.2515 | 9.7834 | 12.9006 | 12.9006 | 1085.5732 | 0 | 0 | 1085.5732 | 0 | 0 | 0 | 0 | 0 | 66.7985 | 0 | 0 | 1085.5732 | 0 | 0 | 0 | 0 | 0 | 0 | 0
2018-07-25 23:00 | 7 | 23 | 4 | 1 | 0 | 0 | 65.1506 | 65.1506 | 0 | 16.2515 | 9.7834 | 12.9006 | 12.9006 | 1058.7916 | 0 | 0 | 1058.7916 | 0 | 0 | 0 | 0 | 0 | 65.1506 | 0 | 0 | 1058.7916 | 0 | 0 | 0 | 0 | 0 | 0 | 0
2018-07-26 | 7 | 0 | 5 | 1 | 0 | 0 | 64.5658 | 64.5658 | 0 | 16.2515 | 9.7834 | 12.9006 | 12.9006 | 1049.2888 | 0 | 0 | 1049.2888 | 0 | 0 | 0 | 0 | 0 | 64.5658 | 0 | 0 | 1049.2888 | 0 | 0 | 0 | 0 | 0 | 0 | 0
2018-07-26 01:00 | 7 | 1 | 5 | 1 | 0 | 0 | 64.4441 | 64.4441 | 0 | 16.2515 | 9.7834 | 12.9006 | 12.9006 | 1047.3099 | 0 | 0 | 1047.3099 | 0 | 0 | 0 | 0 | 0 | 64.4441 | 0 | 0 | 1047.3099 | 0 | 0 | 0 | 0 | 0 | 0 | 0
2018-07-26 02:00 | 7 | 2 | 5 | 1 | 0 | 0 | 64.9613 | 64.9613 | 0 | 16.2515 | 9.7834 | 12.9006 | 12.9006 | 1055.715 | 0 | 0 | 1055.715 | 0 | 0 | 0 | 0 | 0 | 64.9613 | 0 | 0 | 1055.715 | 0 | 0 | 0 | 0 | 0 | 0 | 0
2018-07-26 03:00 | 7 | 3 | 5 | 1 | 0 | 0 | 67.6564 | 67.6564 | 0 | 16.2515 | 9.7834 | 12.9006 | 12.9006 | 1099.5148 | 0 | 0 | 1099.5148 | 0 | 0 | 0 | 0 | 0 | 67.6564 | 0 | 0 | 1099.5148 | 0 | 0 | 0 | 0 | 0 | 0 | 0
2018-07-26 04:00 | 7 | 4 | 5 | 1 | 0 | 0 | 73.891 | 73.891 | 0 | 16.2515 | 9.7834 | 12.9006 | 12.9006 | 1200.8363 | 0 | 0 | 1200.8363 | 0 | 0 | 0 | 0 | 0 | 73.891 | 0 | 0 | 1200.8363 | 0 | 0 | 0 | 0 | 0 | 0 | 0
2018-07-26 05:00 | 7 | 5 | 5 | 1 | 0 | 0 | 76.8843 | 76.8843 | 0 | 16.2515 | 9.7834 | 12.9006 | 12.9006 | 1249.4819 | 0 | 0 | 1249.4819 | 0 | 0 | 0 | 0 | 0 | 76.8843 | 0 | 0 | 1249.4819 | 0 | 0 | 0 | 0 | 0 | 0 | 0
2018-07-26 06:00 | 7 | 6 | 5 | 1 | 0 | 0.035593 | 96.5776 | 96.5776 | 1.7796 | 16.2515 | 9.7834 | 12.9006 | 12.9006 | 1569.5268 | 1.7796 | 0 | 1540.6049 | 28.9219 | 0 | 22.9585 | 0 | 0 | 94.798 | 0 | 0 | 1540.6049 | 28.9219 | 0 | 22.9585 | 0 | 0 | 0.035593 | 0.041345
2018-07-26 07:00 | 7 | 7 | 5 | 1 | 0 | 0.18871 | 117.7686 | 117.7686 | 9.4356 | 16.2515 | 9.7834 | 12.9006 | 12.9006 | 1913.9111 | 9.4356 | 0 | 1760.5689 | 153.3422 | 0 | 121.7248 | 0 | 0 | 108.333 | 0 | 0 | 1760.5689 | 153.3422 | 0 | 121.7248 | 0 | 0 | 0.18871 | 0.20756
2018-07-26 08:00 | 7 | 8 | 5 | 1 | 0 | 0.35709 | 137.7767 | 137.7767 | 17.8546 | 16.2515 | 9.7834 | 12.9006 | 12.9006 | 2239.0726 | 17.8546 | 0 | 1948.9086 | 290.1641 | 0 | 230.3355 | 0 | 0 | 119.9221 | 0 | 0 | 1948.9086 | 290.1641 | 0 | 230.3355 | 0 | 0 | 0.35709 | 0.37273
2018-07-26 09:00 | 7 | 9 | 5 | 1 | 0 | 0.48198 | 159.729 | 159.729 | 24.0992 | 16.2515 | 9.7834 | 12.9006 | 12.9006 | 2595.829 | 24.0992 | 0 | 2204.1819 | 391.6471 | 0 | 310.8939 | 0 | 0 | 135.6298 | 0 | 0 | 2204.1819 | 391.6471 | 0 | 310.8939 | 0 | 0 | 0.48198 | 0.52932
2018-07-26 10:00 | 7 | 10 | 5 | 1 | 0 | 0.57116 | 184.3632 | 184.3632 | 28.5579 | 16.2515 | 9.7834 | 12.9006 | 12.9006 | 2996.1707 | 28.5579 | 0 | 2532.0624 | 464.1083 | 0 | 368.4143 | 0 | 0 | 155.8053 | 0 | 0 | 2532.0624 | 464.1083 | 0 | 368.4143 | 0 | 0 | 0.57116 | 0.62714
2018-07-26 11:00 | 7 | 11 | 5 | 1 | 1 | 0.62993 | 197.4365 | 197.4365 | 31.4964 | 16.2515 | 9.7834 | 12.9006 | 12.9006 | 3208.6308 | 31.4964 | 0 | 2696.7684 | 511.8624 | 0 | 406.3221 | 0 | 0 | 165.9401 | 0 | 0 | 2696.7684 | 511.8624 | 0 | 406.3221 | 0 | 0 | 0.62993 | 0.69138
2018-07-26 12:00 | 7 | 12 | 5 | 1 | 1 | 0.65708 | 205.896 | 205.896 | 32.8538 | 16.2515 | 9.7834 | 12.9006 | 12.9006 | 3346.1101 | 32.8538 | 0 | 2812.188 | 533.9221 | 0 | 423.8333 | 0 | 0 | 173.0422 | 0 | 0 | 2812.188 | 533.9221 | 0 | 423.8333 | 0 | 0 | 0.65708 | 0.72262
2018-07-26 13:00 | 7 | 13 | 5 | 1 | 1 | 0.61217 | 208.0141 | 208.0141 | 30.6087 | 16.2515 | 9.7834 | 12.9006 | 12.9006 | 3380.5325 | 30.6087 | 0 | 2883.0966 | 497.436 | 0 | 394.8702 | 0 | 0 | 177.4054 | 0 | 0 | 2883.0966 | 497.436 | 0 | 394.8702 | 0 | 0 | 0.61217 | 0.63078
2018-07-26 14:00 | 7 | 14 | 5 | 1 | 1 | 0.44611 | 202.5398 | 202.5398 | 22.3055 | 16.2515 | 9.7834 | 12.9006 | 12.9006 | 3291.5673 | 22.3055 | 0 | 2929.0705 | 362.4969 | 0 | 287.7541 | 0 | 0 | 180.2343 | 0 | 0 | 2929.0705 | 362.4969 | 0 | 287.7541 | 0 | 0 | 0.44611 | 0.44465
2018-07-26 15:00 | 7 | 15 | 5 | 1 | 1 | 0.28977 | 186.2483 | 186.2483 | 14.4883 | 16.2515 | 9.7834 | 12.9006 | 12.9006 | 3026.8057 | 14.4883 | 0 | 2791.3498 | 235.456 | 0 | 186.9076 | 0 | 0 | 171.76 | 0 | 0 | 2791.3498 | 235.456 | 0 | 186.9076 | 0 | 0 | 0.28977 | 0.50855
2018-07-26 16:00 | 7 | 16 | 5 | 1 | 1 | 0.33708 | 168.3943 | 168.3943 | 16.854 | 16.2515 | 9.7834 | 12.9006 | 12.9006 | 2736.6527 | 16.854 | 0 | 2462.7514 | 273.9012 | 0 | 217.4259 | 0 | 0 | 151.5404 | 0 | 0 | 2462.7514 | 273.9012 | 0 | 217.4259 | 0 | 0 | 0.33708 | 0.37567
2018-07-26 17:00 | 7 | 17 | 5 | 1 | 1 | 0.18306 | 104.2001 | 104.2001 | 9.1532 | 16.2515 | 9.7834 | 12.9006 | 12.9006 | 1693.4032 | 9.1532 | 0 | 1544.6512 | 148.752 | 0 | 118.081 | 0 | 0 | 95.0469 | 0 | 0 | 1544.6512 | 148.752 | 0 | 118.081 | 0 | 0 | 0.18306 | 0.21025
2018-07-26 18:00 | 7 | 18 | 5 | 1 | 1 | 0.049873 | 80.0332 | 80.0332 | 2.4936 | 16.2515 | 9.7834 | 12.9006 | 12.9006 | 1300.6555 | 2.4936 | 0 | 1260.1302 | 40.5253 | 0 | 32.1694 | 0 | 0 | 77.5395 | 0 | 0 | 1260.1302 | 40.5253 | 0 | 32.1694 | 0 | 0 | 0.049873 | 0.016464
2018-07-26 19:00 | 7 | 19 | 5 | 1 | 0 | 0.0061011 | 72.2322 | 72.2322 | 0.30505 | 16.2515 | 9.7834 | 12.9006 | 12.9006 | 1173.8782 | 0.30505 | 0 | 1168.9206 | 4.9576 | 0 | 3.9354 | 0 | 0 | 71.9271 | 0 | 0 | 1168.9206 | 4.9576 | 0 | 3.9354 | 0 | 0 | 0.0061011 | 0.00036167
2018-07-26 20:00 | 7 | 20 | 5 | 1 | 0 | 0 | 80.1298 | 80.1298 | 0 | 16.2515 | 9.7834 | 12.9006 | 12.9006 | 1302.2262 | 0 | 0 | 1302.2262 | 0 | 0 | 0 | 0 | 0 | 80.1298 | 0 | 0 | 1302.2262 | 0 | 0 | 0 | 0 | 0 | 0 | 0
2018-07-26 21:00 | 7 | 21 | 5 | 1 | 0 | 0 | 73.7587 | 73.7587 | 0 | 16.2515 | 9.7834 | 12.9006 | 12.9006 | 1198.6863 | 0 | 0 | 1198.6863 | 0 | 0 | 0 | 0 | 0 | 73.7587 | 0 | 0 | 1198.6863 | 0 | 0 | 0 | 0 | 0 | 0 | 0
2018-07-26 22:00 | 7 | 22 | 5 | 1 | 0 | 0 | 67.4249 | 67.4249 | 0 | 16.2515 | 9.7834 | 12.9006 | 12.9006 | 1095.7532 | 0 | 0 | 1095.7532 | 0 | 0 | 0 | 0 | 0 | 67.4249 | 0 | 0 | 1095.7532 | 0 | 0 | 0 | 0 | 0 | 0 | 0
2018-07-26 23:00 | 7 | 23 | 5 | 1 | 0 | 0 | 65.2873 | 65.2873 | 0 | 16.2515 | 9.7834 | 12.9006 | 12.9006 | 1061.0132 | 0 | 0 | 1061.0132 | 0 | 0 | 0 | 0 | 0 | 65.2873 | 0 | 0 | 1061.0132 | 0 | 0 | 0 | 0 | 0 | 0 | 0
2018-07-27 | 7 | 0 | 6 | 1 | 0 | 0 | 65.2015 | 65.2015 | 0 | 16.2515 | 9.7834 | 12.9006 | 12.9006 | 1059.6189 | 0 | 0 | 1059.6189 | 0 | 0 | 0 | 0 | 0 | 65.2015 | 0 | 0 | 1059.6189 | 0 | 0 | 0 | 0 | 0 | 0 | 0
2018-07-27 01:00 | 7 | 1 | 6 | 1 | 0 | 0 | 65.022 | 65.022 | 0 | 16.2515 | 9.7834 | 12.9006 | 12.9006 | 1056.7029 | 0 | 0 | 1056.7029 | 0 | 0 | 0 | 0 | 0 | 65.022 | 0 | 0 | 1056.7029 | 0 | 0 | 0 | 0 | 0 | 0 | 0
2018-07-27 02:00 | 7 | 2 | 6 | 1 | 0 | 0 | 65.9481 | 65.9481 | 0 | 16.2515 | 9.7834 | 12.9006 | 12.9006 | 1071.7534 | 0 | 0 | 1071.7534 | 0 | 0 | 0 | 0 | 0 | 65.9481 | 0 | 0 | 1071.7534 | 0 | 0 | 0 | 0 | 0 | 0 | 0
2018-07-27 03:00 | 7 | 3 | 6 | 1 | 0 | 0 | 68.6451 | 68.6451 | 0 | 16.2515 | 9.7834 | 12.9006 | 12.9006 | 1115.5828 | 0 | 0 | 1115.5828 | 0 | 0 | 0 | 0 | 0 | 68.6451 | 0 | 0 | 1115.5828 | 0 | 0 | 0 | 0 | 0 | 0 | 0
2018-07-27 04:00 | 7 | 4 | 6 | 1 | 0 | 0 | 74.6366 | 74.6366 | 0 | 16.2515 | 9.7834 | 12.9006 | 12.9006 | 1212.9542 | 0 | 0 | 1212.9542 | 0 | 0 | 0 | 0 | 0 | 74.6366 | 0 | 0 | 1212.9542 | 0 | 0 | 0 | 0 | 0 | 0 | 0
2018-07-27 05:00 | 7 | 5 | 6 | 1 | 0 | 0 | 78.4728 | 78.4728 | 0 | 16.2515 | 9.7834 | 12.9006 | 12.9006 | 1275.297 | 0 | 0 | 1275.297 | 0 | 0 | 0 | 0 | 0 | 78.4728 | 0 | 0 | 1275.297 | 0 | 0 | 0 | 0 | 0 | 0 | 0
2018-07-27 06:00 | 7 | 6 | 6 | 1 | 0 | 0.036399 | 102.5465 | 102.5465 | 1.8199 | 16.2515 | 9.7834 | 12.9006 | 12.9006 | 1666.5301 | 1.8199 | 0 | 1636.9535 | 29.5766 | 0 | 23.4782 | 0 | 0 | 100.7266 | 0 | 0 | 1636.9535 | 29.5766 | 0 | 23.4782 | 0 | 0 | 0.036399 | 0.04213
2018-07-27 07:00 | 7 | 7 | 6 | 1 | 0 | 0.18211 | 123.6939 | 123.6939 | 9.1053 | 16.2515 | 9.7834 | 12.9006 | 12.9006 | 2010.2065 | 9.1053 | 0 | 1862.2321 | 147.9744 | 0 | 117.4637 | 0 | 0 | 114.5886 | 0 | 0 | 1862.2321 | 147.9744 | 0 | 117.4637 | 0 | 0 | 0.18211 | 0.20087
2018-07-27 08:00 | 7 | 8 | 6 | 1 | 0 | 0.34841 | 145.1723 | 145.1723 | 17.4202 | 16.2515 | 9.7834 | 12.9006 | 12.9006 | 2359.2617 | 17.4202 | 0 | 2076.1573 | 283.1044 | 0 | 224.7315 | 0 | 0 | 127.7521 | 0 | 0 | 2076.1573 | 283.1044 | 0 | 224.7315 | 0 | 0 | 0.34841 | 0.38262
2018-07-27 09:00 | 7 | 9 | 6 | 1 | 0 | 0.47562 | 165.8735 | 165.8735 | 23.7811 | 16.2515 | 9.7834 | 12.9006 | 12.9006 | 2695.6864 | 23.7811 | 0 | 2309.2097 | 386.4767 | 0 | 306.7895 | 0 | 0 | 142.0925 | 0 | 0 | 2309.2097 | 386.4767 | 0 | 306.7895 | 0 | 0 | 0.47562 | 0.52667
2018-07-27 10:00 | 7 | 10 | 6 | 1 | 0 | 0.57037 | 190.8342 | 190.8342 | 28.5185 | 16.2515 | 9.7834 | 12.9006 | 12.9006 | 3101.3332 | 28.5185 | 0 | 2637.8661 | 463.4672 | 0 | 367.9054 | 0 | 0 | 162.3157 | 0 | 0 | 2637.8661 | 463.4672 | 0 | 367.9054 | 0 | 0 | 0.57037 | 0.62765
2018-07-27 11:00 | 7 | 11 | 6 | 1 | 1 | 0.62917 | 199.7619 | 199.7619 | 31.4584 | 16.2515 | 9.7834 | 12.9006 | 12.9006 | 3246.4218 | 31.4584 | 0 | 2735.177 | 511.2448 | 0 | 405.8319 | 0 | 0 | 168.3035 | 0 | 0 | 2735.177 | 511.2448 | 0 | 405.8319 | 0 | 0 | 0.62917 | 0.69421
2018-07-27 12:00 | 7 | 12 | 6 | 1 | 1 | 0.65353 | 199.1352 | 199.1352 | 32.6766 | 16.2515 | 9.7834 | 12.9006 | 12.9006 | 3236.2365 | 32.6766 | 0 | 2705.1941 | 531.0423 | 0 | 421.5474 | 0 | 0 | 166.4586 | 0 | 0 | 2705.1941 | 531.0423 | 0 | 421.5474 | 0 | 0 | 0.65353 | 0.71967
2018-07-27 13:00 | 7 | 13 | 6 | 1 | 1 | 0.63961 | 201.1035 | 201.1035 | 31.9807 | 16.2515 | 9.7834 | 12.9006 | 12.9006 | 3268.2245 | 31.9807 | 0 | 2748.4915 | 519.733 | 0 | 412.5698 | 0 | 0 | 169.1228 | 0 | 0 | 2748.4915 | 519.733 | 0 | 412.5698 | 0 | 0 | 0.63961 | 0.7039
2018-07-27 14:00 | 7 | 14 | 6 | 1 | 1 | 0.58918 | 197.5094 | 197.5094 | 29.4591 | 16.2515 | 9.7834 | 12.9006 | 12.9006 | 3209.8161 | 29.4591 | 0 | 2731.0628 | 478.7533 | 0 | 380.0397 | 0 | 0 | 168.0503 | 0 | 0 | 2731.0628 | 478.7533 | 0 | 380.0397 | 0 | 0 | 0.58918 | 0.64792
2018-07-27 15:00 | 7 | 15 | 6 | 1 | 1 | 0.50611 | 183.7247 | 183.7247 | 25.3057 | 16.2515 | 9.7834 | 12.9006 | 12.9006 | 2985.7946 | 25.3057 | 0 | 2574.5393 | 411.2553 | 0 | 326.4591 | 0 | 0 | 158.419 | 0 | 0 | 2574.5393 | 411.2553 | 0 | 326.4591 | 0 | 0 | 0.50611 | 0.55893
2018-07-27 16:00 | 7 | 16 | 6 | 1 | 1 | 0.39039 | 165.8543 | 165.8543 | 19.5194 | 16.2515 | 9.7834 | 12.9006 | 12.9006 | 2695.3734 | 19.5194 | 0 | 2378.1548 | 317.2187 | 0 | 251.8117 | 0 | 0 | 146.3349 | 0 | 0 | 2378.1548 | 317.2187 | 0 | 251.8117 | 0 | 0 | 0.39039 | 0.42924
2018-07-27 17:00 | 7 | 17 | 6 | 1 | 1 | 0.24126 | 102.1319 | 102.1319 | 12.0632 | 16.2515 | 9.7834 | 12.9006 | 12.9006 | 1659.7914 | 12.0632 | 0 | 1463.7477 | 196.0438 | 0 | 155.6217 | 0 | 0 | 90.0687 | 0 | 0 | 1463.7477 | 196.0438 | 0 | 155.6217 | 0 | 0 | 0.24126 | 0.26421
2018-07-27 18:00 | 7 | 18 | 6 | 1 | 1 | 0.068073 | 78.2597 | 78.2597 | 3.4037 | 16.2515 | 9.7834 | 12.9006 | 12.9006 | 1271.8344 | 3.4037 | 0 | 1216.5197 | 55.3147 | 0 | 43.9094 | 0 | 0 | 74.856 | 0 | 0 | 1216.5197 | 55.3147 | 0 | 43.9094 | 0 | 0 | 0.068073 | 0.084642
2018-07-27 19:00 | 7 | 19 | 6 | 1 | 0 | 0.0072796 | 70.9353 | 70.9353 | 0.36398 | 16.2515 | 9.7834 | 12.9006 | 12.9006 | 1152.8017 | 0.36398 | 0 | 1146.8865 | 5.9152 | 0 | 4.6956 | 0 | 0 | 70.5713 | 0 | 0 | 1146.8865 | 5.9152 | 0 | 4.6956 | 0 | 0 | 0.0072796 | 0.00706
2018-07-27 20:00 | 7 | 20 | 6 | 1 | 0 | 0 | 79.2401 | 79.2401 | 0 | 16.2515 | 9.7834 | 12.9006 | 12.9006 | 1287.7675 | 0 | 0 | 1287.7675 | 0 | 0 | 0 | 0 | 0 | 79.2401 | 0 | 0 | 1287.7675 | 0 | 0 | 0 | 0 | 0 | 0 | 0
2018-07-27 21:00 | 7 | 21 | 6 | 1 | 0 | 0 | 74.1235 | 74.1235 | 0 | 16.2515 | 9.7834 | 12.9006 | 12.9006 | 1204.6144 | 0 | 0 | 1204.6144 | 0 | 0 | 0 | 0 | 0 | 74.1235 | 0 | 0 | 1204.6144 | 0 | 0 | 0 | 0 | 0 | 0 | 0
2018-07-27 22:00 | 7 | 22 | 6 | 1 | 0 | 0 | 68.4053 | 68.4053 | 0 | 16.2515 | 9.7834 | 12.9006 | 12.9006 | 1111.6858 | 0 | 0 | 1111.6858 | 0 | 0 | 0 | 0 | 0 | 68.4053 | 0 | 0 | 1111.6858 | 0 | 0 | 0 | 0 | 0 | 0 | 0
2018-07-27 23:00 | 7 | 23 | 6 | 1 | 0 | 0 | 66.3717 | 66.3717 | 0 | 16.2515 | 9.7834 | 12.9006 | 12.9006 | 1078.6361 | 0 | 0 | 1078.6361 | 0 | 0 | 0 | 0 | 0 | 66.3717 | 0 | 0 | 1078.6361 | 0 | 0 | 0 | 0 | 0 | 0 | 0
2018-07-28 | 7 | 0 | 7 | 1 | 0 | 0 | 66.8274 | 66.8274 | 0 | 16.2515 | 9.7834 | 12.9006 | 12.9006 | 1086.0424 | 0 | 0 | 1086.0424 | 0 | 0 | 0 | 0 | 0 | 66.8274 | 0 | 0 | 1086.0424 | 0 | 0 | 0 | 0 | 0 | 0 | 0
2018-07-28 01:00 | 7 | 1 | 7 | 1 | 0 | 0 | 67.8127 | 67.8127 | 0 | 16.2515 | 9.7834 | 12.9006 | 12.9006 | 1102.0558 | 0 | 0 | 1102.0558 | 0 | 0 | 0 | 0 | 0 | 67.8127 | 0 | 0 | 1102.0558 | 0 | 0 | 0 | 0 | 0 | 0 | 0
2018-07-28 02:00 | 7 | 2 | 7 | 1 | 0 | 0 | 65.1629 | 65.1629 | 0 | 16.2515 | 9.7834 | 12.9006 | 12.9006 | 1058.9916 | 0 | 0 | 1058.9916 | 0 | 0 | 0 | 0 | 0 | 65.1629 | 0 | 0 | 1058.9916 | 0 | 0 | 0 | 0 | 0 | 0 | 0
2018-07-28 03:00 | 7 | 3 | 7 | 1 | 0 | 0 | 63.9112 | 63.9112 | 0 | 16.2515 | 9.7834 | 12.9006 | 12.9006 | 1038.6494 | 0 | 0 | 1038.6494 | 0 | 0 | 0 | 0 | 0 | 63.9112 | 0 | 0 | 1038.6494 | 0 | 0 | 0 | 0 | 0 | 0 | 0
2018-07-28 04:00 | 7 | 4 | 7 | 1 | 0 | 0 | 63.6727 | 63.6727 | 0 | 16.2515 | 9.7834 | 12.9006 | 12.9006 | 1034.7741 | 0 | 0 | 1034.7741 | 0 | 0 | 0 | 0 | 0 | 63.6727 | 0 | 0 | 1034.7741 | 0 | 0 | 0 | 0 | 0 | 0 | 0
2018-07-28 05:00 | 7 | 5 | 7 | 1 | 0 | 0 | 57.8337 | 57.8337 | 0 | 16.2515 | 9.7834 | 12.9006 | 12.9006 | 939.8815 | 0 | 0 | 939.8815 | 0 | 0 | 0 | 0 | 0 | 57.8337 | 0 | 0 | 939.8815 | 0 | 0 | 0 | 0 | 0 | 0 | 0
2018-07-28 06:00 | 7 | 6 | 7 | 1 | 0 | 0.03574 | 62.1113 | 62.1113 | 1.787 | 16.2515 | 9.7834 | 12.9006 | 12.9006 | 1009.3984 | 1.787 | 0 | 980.357 | 29.0414 | 0 | 23.0534 | 0 | 0 | 60.3243 | 0 | 0 | 980.357 | 29.0414 | 0 | 23.0534 | 0 | 0 | 0.03574 | 0.04132
2018-07-28 07:00 | 7 | 7 | 7 | 1 | 0 | 0.18171 | 64.8432 | 64.8432 | 9.0856 | 16.2515 | 9.7834 | 12.9006 | 12.9006 | 1053.7964 | 9.0856 | 0 | 906.143 | 147.6534 | 0 | 117.2089 | 0 | 0 | 55.7576 | 0 | 0 | 906.143 | 147.6534 | 0 | 117.2089 | 0 | 0 | 0.18171 | 0.19914
2018-07-28 08:00 | 7 | 8 | 7 | 1 | 0 | 0.34771 | 64.293 | 64.293 | 17.3853 | 16.2515 | 9.7834 | 12.9006 | 12.9006 | 1044.8555 | 17.3853 | 0 | 762.3182 | 282.5373 | 0 | 224.2812 | 0 | 0 | 46.9077 | 0 | 0 | 762.3182 | 282.5373 | 0 | 224.2812 | 0 | 0 | 0.34771 | 0.38003
2018-07-28 09:00 | 7 | 9 | 7 | 1 | 0 | 0.47434 | 63.6466 | 63.6466 | 23.7171 | 16.2515 | 9.7834 | 12.9006 | 12.9006 | 1034.3507 | 23.7171 | 0 | 648.9133 | 385.4374 | 0 | 305.9645 | 0 | 0 | 39.9295 | 0 | 0 | 648.9133 | 385.4374 | 0 | 305.9645 | 0 | 0 | 0.47434 | 0.52411
2018-07-28 10:00 | 7 | 10 | 7 | 1 | 0 | 0.567 | 70.3784 | 70.3784 | 28.3498 | 16.2515 | 9.7834 | 12.9006 | 12.9006 | 1143.752 | 28.3498 | 0 | 683.0264 | 460.7255 | 0 | 365.7291 | 0 | 0 | 42.0286 | 0 | 0 | 683.0264 | 460.7255 | 0 | 365.7291 | 0 | 0 | 0.567 | 0.62647
2018-07-28 11:00 | 7 | 11 | 7 | 1 | 1 | 0.62861 | 74.7991 | 74.7991 | 31.4306 | 16.2515 | 9.7834 | 12.9006 | 12.9006 | 1215.5939 | 31.4306 | 0 | 704.8008 | 510.793 | 0 | 405.4732 | 0 | 0 | 43.3685 | 0 | 0 | 704.8008 | 510.793 | 0 | 405.4732 | 0 | 0 | 0.62861 | 0.6918
2018-07-28 12:00 | 7 | 12 | 7 | 1 | 1 | 0.65266 | 75.5877 | 75.5877 | 32.633 | 16.2515 | 9.7834 | 12.9006 | 12.9006 | 1228.4098 | 32.633 | 0 | 698.0768 | 530.333 | 0 | 420.9842 | 0 | 0 | 42.9547 | 0 | 0 | 698.0768 | 530.333 | 0 | 420.9842 | 0 | 0 | 0.65266 | 0.71897
2018-07-28 13:00 | 7 | 13 | 7 | 1 | 1 | 0.64033 | 80.6632 | 80.6632 | 32.0166 | 16.2515 | 9.7834 | 12.9006 | 12.9006 | 1310.8941 | 32.0166 | 0 | 790.5777 | 520.3164 | 0 | 413.033 | 0 | 0 | 48.6466 | 0 | 0 | 790.5777 | 520.3164 | 0 | 413.033 | 0 | 0 | 0.64033 | 0.70616
2018-07-28 14:00 | 7 | 14 | 7 | 1 | 1 | 0.59001 | 83.7327 | 83.7327 | 29.5007 | 16.2515 | 9.7834 | 12.9006 | 12.9006 | 1360.7786 | 29.5007 | 0 | 881.3485 | 479.4302 | 0 | 380.577 | 0 | 0 | 54.232 | 0 | 0 | 881.3485 | 479.4302 | 0 | 380.577 | 0 | 0 | 0.59001 | 0.55299
2018-07-28 15:00 | 7 | 15 | 7 | 1 | 1 | 0.3871 | 84.5087 | 84.5087 | 19.355 | 16.2515 | 9.7834 | 12.9006 | 12.9006 | 1373.3897 | 19.355 | 0 | 1058.8419 | 314.5478 | 0 | 249.6915 | 0 | 0 | 65.1537 | 0 | 0 | 1058.8419 | 314.5478 | 0 | 249.6915 | 0 | 0 | 0.3871 | 0.38044
2018-07-28 16:00 | 7 | 16 | 7 | 1 | 1 | 0.23004 | 86.978 | 86.978 | 11.5019 | 16.2515 | 9.7834 | 12.9006 | 12.9006 | 1413.5199 | 11.5019 | 0 | 1226.5965 | 186.9234 | 0 | 148.3819 | 0 | 0 | 75.4761 | 0 | 0 | 1226.5965 | 186.9234 | 0 | 148.3819 | 0 | 0 | 0.23004 | 0.41549
2018-07-28 17:00 | 7 | 17 | 7 | 1 | 1 | 0.18569 | 63.3979 | 63.3979 | 9.2846 | 16.2515 | 9.7834 | 12.9006 | 12.9006 | 1030.3083 | 9.2846 | 0 | 879.42 | 150.8883 | 0 | 119.7768 | 0 | 0 | 54.1133 | 0 | 0 | 879.42 | 150.8883 | 0 | 119.7768 | 0 | 0 | 0.18569 | 0.22601
2018-07-28 18:00 | 7 | 18 | 7 | 1 | 1 | 0.067221 | 57.377 | 57.377 | 3.361 | 16.2515 | 9.7834 | 12.9006 | 12.9006 | 932.4605 | 3.361 | 0 | 877.8386 | 54.6219 | 0 | 43.3595 | 0 | 0 | 54.016 | 0 | 0 | 877.8386 | 54.6219 | 0 | 43.3595 | 0 | 0 | 0.067221 | 0.068381
2018-07-28 19:00 | 7 | 19 | 7 | 1 | 0 | 0.0063604 | 56.2019 | 56.2019 | 0.31802 | 16.2515 | 9.7834 | 12.9006 | 12.9006 | 913.3622 | 0.31802 | 0 | 908.1939 | 5.1683 | 0 | 4.1027 | 0 | 0 | 55.8838 | 0 | 0 | 908.1939 | 5.1683 | 0 | 4.1027 | 0 | 0 | 0.0063604 | 0.0054537
2018-07-28 20:00 | 7 | 20 | 7 | 1 | 0 | 0 | 73.0965 | 73.0965 | 0 | 16.2515 | 9.7834 | 12.9006 | 12.9006 | 1187.9247 | 0 | 0 | 1187.9247 | 0 | 0 | 0 | 0 | 0 | 73.0965 | 0 | 0 | 1187.9247 | 0 | 0 | 0 | 0 | 0 | 0 | 0
2018-07-28 21:00 | 7 | 21 | 7 | 1 | 0 | 0 | 73.8428 | 73.8428 | 0 | 16.2515 | 9.7834 | 12.9006 | 12.9006 | 1200.0537 | 0 | 0 | 1200.0537 | 0 | 0 | 0 | 0 | 0 | 73.8428 | 0 | 0 | 1200.0537 | 0 | 0 | 0 | 0 | 0 | 0 | 0
2018-07-28 22:00 | 7 | 22 | 7 | 1 | 0 | 0 | 72.3666 | 72.3666 | 0 | 16.2515 | 9.7834 | 12.9006 | 12.9006 | 1176.0631 | 0 | 0 | 1176.0631 | 0 | 0 | 0 | 0 | 0 | 72.3666 | 0 | 0 | 1176.0631 | 0 | 0 | 0 | 0 | 0 | 0 | 0
2018-07-28 23:00 | 7 | 23 | 7 | 1 | 0 | 0 | 69.3218 | 69.3218 | 0 | 16.2515 | 9.7834 | 12.9006 | 12.9006 | 1126.5802 | 0 | 0 | 1126.5802 | 0 | 0 | 0 | 0 | 0 | 69.3218 | 0 | 0 | 1126.5802 | 0 | 0 | 0 | 0 | 0 | 0 | 0
2018-07-29 | 7 | 0 | 1 | 1 | 0 | 0 | 64.05 | 64.05 | 0 | 16.2515 | 9.7834 | 12.9006 | 12.9006 | 1040.9065 | 0 | 0 | 1040.9065 | 0 | 0 | 0 | 0 | 0 | 64.05 | 0 | 0 | 1040.9065 | 0 | 0 | 0 | 0 | 0 | 0 | 0
2018-07-29 01:00 | 7 | 1 | 1 | 1 | 0 | 0 | 64.4001 | 64.4001 | 0 | 16.2515 | 9.7834 | 12.9006 | 12.9006 | 1046.5952 | 0 | 0 | 1046.5952 | 0 | 0 | 0 | 0 | 0 | 64.4001 | 0 | 0 | 1046.5952 | 0 | 0 | 0 | 0 | 0 | 0 | 0
2018-07-29 02:00 | 7 | 2 | 1 | 1 | 0 | 0 | 61.6241 | 61.6241 | 0 | 16.2515 | 9.7834 | 12.9006 | 12.9006 | 1001.4811 | 0 | 0 | 1001.4811 | 0 | 0 | 0 | 0 | 0 | 61.6241 | 0 | 0 | 1001.4811 | 0 | 0 | 0 | 0 | 0 | 0 | 0
2018-07-29 03:00 | 7 | 3 | 1 | 1 | 0 | 0 | 61.2767 | 61.2767 | 0 | 16.2515 | 9.7834 | 12.9006 | 12.9006 | 995.836 | 0 | 0 | 995.836 | 0 | 0 | 0 | 0 | 0 | 61.2767 | 0 | 0 | 995.836 | 0 | 0 | 0 | 0 | 0 | 0 | 0
2018-07-29 04:00 | 7 | 4 | 1 | 1 | 0 | 0 | 62.8049 | 62.8049 | 0 | 16.2515 | 9.7834 | 12.9006 | 12.9006 | 1020.671 | 0 | 0 | 1020.671 | 0 | 0 | 0 | 0 | 0 | 62.8049 | 0 | 0 | 1020.671 | 0 | 0 | 0 | 0 | 0 | 0 | 0
2018-07-29 05:00 | 7 | 5 | 1 | 1 | 0 | 0 | 55.3033 | 55.3033 | 0 | 16.2515 | 9.7834 | 12.9006 | 12.9006 | 898.7589 | 0 | 0 | 898.7589 | 0 | 0 | 0 | 0 | 0 | 55.3033 | 0 | 0 | 898.7589 | 0 | 0 | 0 | 0 | 0 | 0 | 0
2018-07-29 06:00 | 7 | 6 | 1 | 1 | 0 | 0.038428 | 53.4494 | 53.4494 | 1.9214 | 16.2515 | 9.7834 | 12.9006 | 12.9006 | 868.6304 | 1.9214 | 0 | 837.4049 | 31.2255 | 0 | 24.7872 | 0 | 0 | 51.528 | 0 | 0 | 837.4049 | 31.2255 | 0 | 24.7872 | 0 | 0 | 0.038428 | 0.045167
2018-07-29 07:00 | 7 | 7 | 1 | 1 | 0 | 0.11306 | 60.2471 | 60.2471 | 5.6529 | 16.2515 | 9.7834 | 12.9006 | 12.9006 | 979.1031 | 5.6529 | 0 | 887.2352 | 91.8679 | 0 | 72.9257 | 0 | 0 | 54.5942 | 0 | 0 | 887.2352 | 91.8679 | 0 | 72.9257 | 0 | 0 | 0.11306 | 0.16341
2018-07-29 08:00 | 7 | 8 | 1 | 1 | 0 | 0.29744 | 60.3102 | 60.3102 | 14.8718 | 16.2515 | 9.7834 | 12.9006 | 12.9006 | 980.1292 | 14.8718 | 0 | 738.4408 | 241.6884 | 0 | 191.855 | 0 | 0 | 45.4384 | 0 | 0 | 738.4408 | 241.6884 | 0 | 191.855 | 0 | 0 | 0.29744 | 0.30792
2018-07-29 09:00 | 7 | 9 | 1 | 1 | 0 | 0.41282 | 64.057 | 64.057 | 20.6411 | 16.2515 | 9.7834 | 12.9006 | 12.9006 | 1041.0199 | 20.6411 | 0 | 705.5711 | 335.4488 | 0 | 266.283 | 0 | 0 | 43.4159 | 0 | 0 | 705.5711 | 335.4488 | 0 | 266.283 | 0 | 0 | 0.41282 | 0.44397
2018-07-29 10:00 | 7 | 10 | 1 | 1 | 0 | 0.49352 | 67.727 | 67.727 | 24.6759 | 16.2515 | 9.7834 | 12.9006 | 12.9006 | 1100.6618 | 24.6759 | 0 | 699.6425 | 401.0193 | 0 | 318.3336 | 0 | 0 | 43.0511 | 0 | 0 | 699.6425 | 401.0193 | 0 | 318.3336 | 0 | 0 | 0.49352 | 0.53427
2018-07-29 11:00 | 7 | 11 | 1 | 1 | 1 | 0.47229 | 68.5806 | 68.5806 | 23.6145 | 16.2515 | 9.7834 | 12.9006 | 12.9006 | 1114.5346 | 23.6145 | 0 | 730.7654 | 383.7692 | 0 | 304.6403 | 0 | 0 | 44.9662 | 0 | 0 | 730.7654 | 383.7692 | 0 | 304.6403 | 0 | 0 | 0.47229 | 0.47753
2018-07-29 12:00 | 7 | 12 | 1 | 1 | 1 | 0.45481 | 74.3915 | 74.3915 | 22.7405 | 16.2515 | 9.7834 | 12.9006 | 12.9006 | 1208.9707 | 22.7405 | 0 | 839.4044 | 369.5662 | 0 | 293.3658 | 0 | 0 | 51.651 | 0 | 0 | 839.4044 | 369.5662 | 0 | 293.3658 | 0 | 0 | 0.45481 | 0.4989
2018-07-29 13:00 | 7 | 13 | 1 | 1 | 1 | 0.52423 | 78.3931 | 78.3931 | 26.2117 | 16.2515 | 9.7834 | 12.9006 | 12.9006 | 1274.0015 | 26.2117 | 0 | 848.0232 | 425.9783 | 0 | 338.1463 | 0 | 0 | 52.1814 | 0 | 0 | 848.0232 | 425.9783 | 0 | 338.1463 | 0 | 0 | 0.52423 | 0.39093
2018-07-29 14:00 | 7 | 14 | 1 | 1 | 1 | 0.065199 | 75.3368 | 75.3368 | 3.26 | 16.2515 | 9.7834 | 12.9006 | 12.9006 | 1224.3335 | 3.26 | 0 | 1171.3541 | 52.9793 | 0 | 42.0556 | 0 | 0 | 72.0769 | 0 | 0 | 1171.3541 | 52.9793 | 0 | 42.0556 | 0 | 0 | 0.065199 | 0.057643
2018-07-29 15:00 | 7 | 15 | 1 | 1 | 1 | 0.064554 | 75.5743 | 75.5743 | 3.2277 | 16.2515 | 9.7834 | 12.9006 | 12.9006 | 1228.193 | 3.2277 | 0 | 1175.7383 | 52.4547 | 0 | 41.6391 | 0 | 0 | 72.3466 | 0 | 0 | 1175.7383 | 52.4547 | 0 | 41.6391 | 0 | 0 | 0.064554 | 0.32315
2018-07-29 16:00 | 7 | 16 | 1 | 1 | 1 | 0.29376 | 75.6701 | 75.6701 | 14.6879 | 16.2515 | 9.7834 | 12.9006 | 12.9006 | 1229.7486 | 14.6879 | 0 | 991.048 | 238.7006 | 0 | 189.4832 | 0 | 0 | 60.9821 | 0 | 0 | 991.048 | 238.7006 | 0 | 189.4832 | 0 | 0 | 0.29376 | 0.26998
2018-07-29 17:00 | 7 | 17 | 1 | 1 | 1 | 0.21733 | 53.7346 | 53.7346 | 10.8663 | 16.2515 | 9.7834 | 12.9006 | 12.9006 | 873.2658 | 10.8663 | 0 | 696.6726 | 176.5932 | 0 | 140.1817 | 0 | 0 | 42.8683 | 0 | 0 | 696.6726 | 176.5932 | 0 | 140.1817 | 0 | 0 | 0.21733 | 0.21443
2018-07-29 18:00 | 7 | 18 | 1 | 1 | 1 | 0.029937 | 48.5414 | 48.5414 | 1.4968 | 16.2515 | 9.7834 | 12.9006 | 12.9006 | 788.8684 | 1.4968 | 0 | 764.5427 | 24.3257 | 0 | 19.31 | 0 | 0 | 47.0446 | 0 | 0 | 764.5427 | 24.3257 | 0 | 19.31 | 0 | 0 | 0.029937 | 0.093391
2018-07-29 19:00 | 7 | 19 | 1 | 1 | 0 | 0.0059099 | 48.954 | 48.954 | 0.2955 | 16.2515 | 9.7834 | 12.9006 | 12.9006 | 795.5744 | 0.2955 | 0 | 790.7722 | 4.8022 | 0 | 3.8121 | 0 | 0 | 48.6585 | 0 | 0 | 790.7722 | 4.8022 | 0 | 3.8121 | 0 | 0 | 0.0059099 | 0.0065617
2018-07-29 20:00 | 7 | 20 | 1 | 1 | 0 | 0 | 66.3291 | 66.3291 | 0 | 16.2515 | 9.7834 | 12.9006 | 12.9006 | 1077.9442 | 0 | 0 | 1077.9442 | 0 | 0 | 0 | 0 | 0 | 66.3291 | 0 | 0 | 1077.9442 | 0 | 0 | 0 | 0 | 0 | 0 | 0
2018-07-29 21:00 | 7 | 21 | 1 | 1 | 0 | 0 | 67.6778 | 67.6778 | 0 | 16.2515 | 9.7834 | 12.9006 | 12.9006 | 1099.8634 | 0 | 0 | 1099.8634 | 0 | 0 | 0 | 0 | 0 | 67.6778 | 0 | 0 | 1099.8634 | 0 | 0 | 0 | 0 | 0 | 0 | 0
2018-07-29 22:00 | 7 | 22 | 1 | 1 | 0 | 0 | 66.9698 | 66.9698 | 0 | 16.2515 | 9.7834 | 12.9006 | 12.9006 | 1088.3565 | 0 | 0 | 1088.3565 | 0 | 0 | 0 | 0 | 0 | 66.9698 | 0 | 0 | 1088.3565 | 0 | 0 | 0 | 0 | 0 | 0 | 0
2018-07-29 23:00 | 7 | 23 | 1 | 1 | 0 | 0 | 65.5693 | 65.5693 | 0 | 16.2515 | 9.7834 | 12.9006 | 12.9006 | 1065.5968 | 0 | 0 | 1065.5968 | 0 | 0 | 0 | 0 | 0 | 65.5693 | 0 | 0 | 1065.5968 | 0 | 0 | 0 | 0 | 0 | 0 | 0
2018-07-30 | 7 | 0 | 2 | 1 | 0 | 0 | 66.174 | 66.174 | 0 | 16.2515 | 9.7834 | 12.9006 | 12.9006 | 1075.4236 | 0 | 0 | 1075.4236 | 0 | 0 | 0 | 0 | 0 | 66.174 | 0 | 0 | 1075.4236 | 0 | 0 | 0 | 0 | 0 | 0 | 0
2018-07-30 01:00 | 7 | 1 | 2 | 1 | 0 | 0 | 66.4233 | 66.4233 | 0 | 16.2515 | 9.7834 | 12.9006 | 12.9006 | 1079.4757 | 0 | 0 | 1079.4757 | 0 | 0 | 0 | 0 | 0 | 66.4233 | 0 | 0 | 1079.4757 | 0 | 0 | 0 | 0 | 0 | 0 | 0
2018-07-30 02:00 | 7 | 2 | 2 | 1 | 0 | 0 | 68.0094 | 68.0094 | 0 | 16.2515 | 9.7834 | 12.9006 | 12.9006 | 1105.2516 | 0 | 0 | 1105.2516 | 0 | 0 | 0 | 0 | 0 | 68.0094 | 0 | 0 | 1105.2516 | 0 | 0 | 0 | 0 | 0 | 0 | 0
2018-07-30 03:00 | 7 | 3 | 2 | 1 | 0 | 0 | 70.857 | 70.857 | 0 | 16.2515 | 9.7834 | 12.9006 | 12.9006 | 1151.5299 | 0 | 0 | 1151.5299 | 0 | 0 | 0 | 0 | 0 | 70.857 | 0 | 0 | 1151.5299 | 0 | 0 | 0 | 0 | 0 | 0 | 0
2018-07-30 04:00 | 7 | 4 | 2 | 1 | 0 | 0 | 77.7634 | 77.7634 | 0 | 16.2515 | 9.7834 | 12.9006 | 12.9006 | 1263.7679 | 0 | 0 | 1263.7679 | 0 | 0 | 0 | 0 | 0 | 77.7634 | 0 | 0 | 1263.7679 | 0 | 0 | 0 | 0 | 0 | 0 | 0
2018-07-30 05:00 | 7 | 5 | 2 | 1 | 0 | 0 | 81.3212 | 81.3212 | 0 | 16.2515 | 9.7834 | 12.9006 | 12.9006 | 1321.5872 | 0 | 0 | 1321.5872 | 0 | 0 | 0 | 0 | 0 | 81.3212 | 0 | 0 | 1321.5872 | 0 | 0 | 0 | 0 | 0 | 0 | 0
2018-07-30 06:00 | 7 | 6 | 2 | 1 | 0 | 0.033836 | 96.3096 | 96.3096 | 1.6918 | 16.2515 | 9.7834 | 12.9006 | 12.9006 | 1565.1717 | 1.6918 | 0 | 1537.6778 | 27.494 | 0 | 21.825 | 0 | 0 | 94.6178 | 0 | 0 | 1537.6778 | 27.494 | 0 | 21.825 | 0 | 0 | 0.033836 | 0.038269
2018-07-30 07:00 | 7 | 7 | 2 | 1 | 0 | 0.19047 | 111.4369 | 111.4369 | 9.5235 | 16.2515 | 9.7834 | 12.9006 | 12.9006 | 1811.0126 | 9.5235 | 0 | 1656.2427 | 154.7699 | 0 | 122.8581 | 0 | 0 | 101.9135 | 0 | 0 | 1656.2427 | 154.7699 | 0 | 122.8581 | 0 | 0 | 0.19047 | 0.2113
2018-07-30 08:00 | 7 | 8 | 2 | 1 | 0 | 0.36962 | 126.7995 | 126.7995 | 18.4812 | 16.2515 | 9.7834 | 12.9006 | 12.9006 | 2060.6767 | 18.4812 | 0 | 1760.3295 | 300.3472 | 0 | 238.419 | 0 | 0 | 108.3183 | 0 | 0 | 1760.3295 | 300.3472 | 0 | 238.419 | 0 | 0 | 0.36962 | 0.40801
2018-07-30 09:00 | 7 | 9 | 2 | 1 | 0 | 0.50659 | 143.6277 | 143.6277 | 25.3295 | 16.2515 | 9.7834 | 12.9006 | 12.9006 | 2334.1589 | 25.3295 | 0 | 1922.5176 | 411.6413 | 0 | 326.7654 | 0 | 0 | 118.2982 | 0 | 0 | 1922.5176 | 411.6413 | 0 | 326.7654 | 0 | 0 | 0.50659 | 0.56162
2018-07-30 10:00 | 7 | 10 | 2 | 1 | 0 | 0.60991 | 161.2733 | 161.2733 | 30.4953 | 16.2515 | 9.7834 | 12.9006 | 12.9006 | 2620.9258 | 30.4953 | 0 | 2125.3336 | 495.5922 | 0 | 393.4067 | 0 | 0 | 130.778 | 0 | 0 | 2125.3336 | 495.5922 | 0 | 393.4067 | 0 | 0 | 0.60991 | 0.67785
2018-07-30 11:00 | 7 | 11 | 2 | 1 | 1 | 0.67859 | 172.23 | 172.23 | 33.9293 | 16.2515 | 9.7834 | 12.9006 | 12.9006 | 2798.9882 | 33.9293 | 0 | 2247.5868 | 551.4014 | 0 | 437.7086 | 0 | 0 | 138.3006 | 0 | 0 | 2247.5868 | 551.4014 | 0 | 437.7086 | 0 | 0 | 0.67859 | 0.7515
2018-07-30 12:00 | 7 | 12 | 2 | 1 | 1 | 0.70623 | 180.5565 | 180.5565 | 35.3117 | 16.2515 | 9.7834 | 12.9006 | 12.9006 | 2934.3064 | 35.3117 | 0 | 2360.439 | 573.8674 | 0 | 455.5423 | 0 | 0 | 145.2448 | 0 | 0 | 2360.439 | 573.8674 | 0 | 455.5423 | 0 | 0 | 0.70623 | 0.76923
2018-07-30 13:00 | 7 | 13 | 2 | 1 | 1 | 0.69133 | 182.733 | 182.733 | 34.5666 | 16.2515 | 9.7834 | 12.9006 | 12.9006 | 2969.6769 | 34.5666 | 0 | 2407.9185 | 561.7584 | 0 | 445.9301 | 0 | 0 | 148.1663 | 0 | 0 | 2407.9185 | 561.7584 | 0 | 445.9301 | 0 | 0 | 0.69133 | 0.76496
2018-07-30 14:00 | 7 | 14 | 2 | 1 | 1 | 0.63951 | 178.7571 | 178.7571 | 31.9755 | 16.2515 | 9.7834 | 12.9006 | 12.9006 | 2905.0635 | 31.9755 | 0 | 2385.4151 | 519.6484 | 0 | 412.5028 | 0 | 0 | 146.7816 | 0 | 0 | 2385.4151 | 519.6484 | 0 | 412.5028 | 0 | 0 | 0.63951 | 0.70827
2018-07-30 15:00 | 7 | 15 | 2 | 1 | 1 | 0.54596 | 163.5749 | 163.5749 | 27.2979 | 16.2515 | 9.7834 | 12.9006 | 12.9006 | 2658.3311 | 27.2979 | 0 | 2214.7013 | 443.6298 | 0 | 352.1583 | 0 | 0 | 136.2771 | 0 | 0 | 2214.7013 | 443.6298 | 0 | 352.1583 | 0 | 0 | 0.54596 | 0.60373
2018-07-30 16:00 | 7 | 16 | 2 | 1 | 1 | 0.41789 | 147.7283 | 147.7283 | 20.8946 | 16.2515 | 9.7834 | 12.9006 | 12.9006 | 2400.7998 | 20.8946 | 0 | 2061.2321 | 339.5677 | 0 | 269.5526 | 0 | 0 | 126.8337 | 0 | 0 | 2061.2321 | 339.5677 | 0 | 269.5526 | 0 | 0 | 0.41789 | 0.46192
2018-07-30 17:00 | 7 | 17 | 2 | 1 | 1 | 0.25268 | 95.7502 | 95.7502 | 12.634 | 16.2515 | 9.7834 | 12.9006 | 12.9006 | 1556.0794 | 12.634 | 0 | 1350.7585 | 205.3209 | 0 | 162.986 | 0 | 0 | 83.1162 | 0 | 0 | 1350.7585 | 205.3209 | 0 | 162.986 | 0 | 0 | 0.25268 | 0.27861
2018-07-30 18:00 | 7 | 18 | 2 | 1 | 1 | 0.078214 | 75.4136 | 75.4136 | 3.9107 | 16.2515 | 9.7834 | 12.9006 | 12.9006 | 1225.5802 | 3.9107 | 0 | 1162.0257 | 63.5545 | 0 | 50.4503 | 0 | 0 | 71.5029 | 0 | 0 | 1162.0257 | 63.5545 | 0 | 50.4503 | 0 | 0 | 0.078214 | 0.08751
2018-07-30 19:00 | 7 | 19 | 2 | 1 | 0 | 0.0038697 | 69.5552 | 69.5552 | 0.19348 | 16.2515 | 9.7834 | 12.9006 | 12.9006 | 1130.3727 | 0.19348 | 0 | 1127.2283 | 3.1444 | 0 | 2.4961 | 0 | 0 | 69.3617 | 0 | 0 | 1127.2283 | 3.1444 | 0 | 2.4961 | 0 | 0 | 0.0038697 | 0.0047737
2018-07-30 20:00 | 7 | 20 | 2 | 1 | 0 | 0 | 79.8027 | 79.8027 | 0 | 16.2515 | 9.7834 | 12.9006 | 12.9006 | 1296.9102 | 0 | 0 | 1296.9102 | 0 | 0 | 0 | 0 | 0 | 79.8027 | 0 | 0 | 1296.9102 | 0 | 0 | 0 | 0 | 0 | 0 | 0
2018-07-30 21:00 | 7 | 21 | 2 | 1 | 0 | 0 | 73.7381 | 73.7381 | 0 | 16.2515 | 9.7834 | 12.9006 | 12.9006 | 1198.3514 | 0 | 0 | 1198.3514 | 0 | 0 | 0 | 0 | 0 | 73.7381 | 0 | 0 | 1198.3514 | 0 | 0 | 0 | 0 | 0 | 0 | 0
2018-07-30 22:00 | 7 | 22 | 2 | 1 | 0 | 0 | 67.44 | 67.44 | 0 | 16.2515 | 9.7834 | 12.9006 | 12.9006 | 1095.9975 | 0 | 0 | 1095.9975 | 0 | 0 | 0 | 0 | 0 | 67.44 | 0 | 0 | 1095.9975 | 0 | 0 | 0 | 0 | 0 | 0 | 0
2018-07-30 23:00 | 7 | 23 | 2 | 1 | 0 | 0 | 65.3203 | 65.3203 | 0 | 16.2515 | 9.7834 | 12.9006 | 12.9006 | 1061.5505 | 0 | 0 | 1061.5505 | 0 | 0 | 0 | 0 | 0 | 65.3203 | 0 | 0 | 1061.5505 | 0 | 0 | 0 | 0 | 0 | 0 | 0
2018-07-31 | 7 | 0 | 3 | 1 | 0 | 0 | 64.7637 | 64.7637 | 0 | 16.2515 | 9.7834 | 12.9006 | 12.9006 | 1052.5048 | 0 | 0 | 1052.5048 | 0 | 0 | 0 | 0 | 0 | 64.7637 | 0 | 0 | 1052.5048 | 0 | 0 | 0 | 0 | 0 | 0 | 0
2018-07-31 01:00 | 7 | 1 | 3 | 1 | 0 | 0 | 64.6678 | 64.6678 | 0 | 16.2515 | 9.7834 | 12.9006 | 12.9006 | 1050.9459 | 0 | 0 | 1050.9459 | 0 | 0 | 0 | 0 | 0 | 64.6678 | 0 | 0 | 1050.9459 | 0 | 0 | 0 | 0 | 0 | 0 | 0
2018-07-31 02:00 | 7 | 2 | 3 | 1 | 0 | 0 | 65.6305 | 65.6305 | 0 | 16.2515 | 9.7834 | 12.9006 | 12.9006 | 1066.5909 | 0 | 0 | 1066.5909 | 0 | 0 | 0 | 0 | 0 | 65.6305 | 0 | 0 | 1066.5909 | 0 | 0 | 0 | 0 | 0 | 0 | 0
2018-07-31 03:00 | 7 | 3 | 3 | 1 | 0 | 0 | 68.7359 | 68.7359 | 0 | 16.2515 | 9.7834 | 12.9006 | 12.9006 | 1117.0586 | 0 | 0 | 1117.0586 | 0 | 0 | 0 | 0 | 0 | 68.7359 | 0 | 0 | 1117.0586 | 0 | 0 | 0 | 0 | 0 | 0 | 0
2018-07-31 04:00 | 7 | 4 | 3 | 1 | 0 | 0 | 74.4626 | 74.4626 | 0 | 16.2515 | 9.7834 | 12.9006 | 12.9006 | 1210.1259 | 0 | 0 | 1210.1259 | 0 | 0 | 0 | 0 | 0 | 74.4626 | 0 | 0 | 1210.1259 | 0 | 0 | 0 | 0 | 0 | 0 | 0
2018-07-31 05:00 | 7 | 5 | 3 | 1 | 0 | 0 | 78.9354 | 78.9354 | 0 | 16.2515 | 9.7834 | 12.9006 | 12.9006 | 1282.8148 | 0 | 0 | 1282.8148 | 0 | 0 | 0 | 0 | 0 | 78.9354 | 0 | 0 | 1282.8148 | 0 | 0 | 0 | 0 | 0 | 0 | 0
2018-07-31 06:00 | 7 | 6 | 3 | 1 | 0 | 0.03233 | 95.1678 | 95.1678 | 1.6165 | 16.2515 | 9.7834 | 12.9006 | 12.9006 | 1546.6147 | 1.6165 | 0 | 1520.3443 | 26.2705 | 0 | 20.8538 | 0 | 0 | 93.5513 | 0 | 0 | 1520.3443 | 26.2705 | 0 | 20.8538 | 0 | 0 | 0.03233 | 0.035993
2018-07-31 07:00 | 7 | 7 | 3 | 1 | 0 | 0.18499 | 117.085 | 117.085 | 9.2495 | 16.2515 | 9.7834 | 12.9006 | 12.9006 | 1902.802 | 9.2495 | 0 | 1752.4833 | 150.3187 | 0 | 119.3246 | 0 | 0 | 107.8355 | 0 | 0 | 1752.4833 | 150.3187 | 0 | 119.3246 | 0 | 0 | 0.18499 | 0.20518
2018-07-31 08:00 | 7 | 8 | 3 | 1 | 0 | 0.36167 | 140.1607 | 140.1607 | 18.0836 | 16.2515 | 9.7834 | 12.9006 | 12.9006 | 2277.8151 | 18.0836 | 0 | 1983.9311 | 293.884 | 0 | 233.2884 | 0 | 0 | 122.0771 | 0 | 0 | 1983.9311 | 293.884 | 0 | 233.2884 | 0 | 0 | 0.36167 | 0.40085
2018-07-31 09:00 | 7 | 9 | 3 | 1 | 0 | 0.49821 | 167.0567 | 167.0567 | 24.9106 | 16.2515 | 9.7834 | 12.9006 | 12.9006 | 2714.9144 | 24.9106 | 0 | 2310.0817 | 404.8327 | 0 | 321.3607 | 0 | 0 | 142.1461 | 0 | 0 | 2310.0817 | 404.8327 | 0 | 321.3607 | 0 | 0 | 0.49821 | 0.55178
2018-07-31 10:00 | 7 | 10 | 3 | 1 | 0 | 0.59847 | 195.1199 | 195.1199 | 29.9233 | 16.2515 | 9.7834 | 12.9006 | 12.9006 | 3170.9822 | 29.9233 | 0 | 2684.685 | 486.2972 | 0 | 386.0282 | 0 | 0 | 165.1966 | 0 | 0 | 2684.685 | 486.2972 | 0 | 386.0282 | 0 | 0 | 0.59847 | 0.66418
2018-07-31 11:00 | 7 | 11 | 3 | 1 | 1 | 0.66415 | 212.6087 | 212.6087 | 33.2075 | 16.2515 | 9.7834 | 12.9006 | 12.9006 | 3455.2011 | 33.2075 | 0 | 2915.5316 | 539.6694 | 0 | 428.3956 | 0 | 0 | 179.4013 | 0 | 0 | 2915.5316 | 539.6694 | 0 | 428.3956 | 0 | 0 | 0.66415 | 0.73432
2018-07-31 12:00 | 7 | 12 | 3 | 1 | 1 | 0.60792 | 223.1473 | 223.1473 | 30.396 | 16.2515 | 9.7834 | 12.9006 | 12.9006 | 3626.4683 | 30.396 | 0 | 3132.4891 | 493.9793 | 0 | 392.1263 | 0 | 0 | 192.7513 | 0 | 0 | 3132.4891 | 493.9793 | 0 | 392.1263 | 0 | 0 | 0.60792 | 0.69324
2018-07-31 13:00 | 7 | 13 | 3 | 1 | 1 | 0.13598 | 228.48 | 228.48 | 6.7989 | 16.2515 | 9.7834 | 12.9006 | 12.9006 | 3713.1328 | 6.7989 | 0 | 3602.6408 | 110.492 | 0 | 87.7098 | 0 | 0 | 221.6811 | 0 | 0 | 3602.6408 | 110.492 | 0 | 87.7098 | 0 | 0 | 0.13598 | 0.39216
2018-07-31 14:00 | 7 | 14 | 3 | 1 | 1 | 0.37486 | 224.2255 | 224.2255 | 18.7431 | 16.2515 | 9.7834 | 12.9006 | 12.9006 | 3643.9906 | 18.7431 | 0 | 3339.3872 | 304.6035 | 0 | 241.7977 | 0 | 0 | 205.4823 | 0 | 0 | 3339.3872 | 304.6035 | 0 | 241.7977 | 0 | 0 | 0.37486 | 0.60096
2018-07-31 15:00 | 7 | 15 | 3 | 1 | 1 | 0.53447 | 207.1357 | 207.1357 | 26.7234 | 16.2515 | 9.7834 | 12.9006 | 12.9006 | 3366.2573 | 26.7234 | 0 | 2931.9632 | 434.2942 | 0 | 344.7476 | 0 | 0 | 180.4123 | 0 | 0 | 2931.9632 | 434.2942 | 0 | 344.7476 | 0 | 0 | 0.53447 | 0.58969
2018-07-31 16:00 | 7 | 16 | 3 | 1 | 1 | 0.41394 | 189.8293 | 189.8293 | 20.6968 | 16.2515 | 9.7834 | 12.9006 | 12.9006 | 3085.003 | 20.6968 | 0 | 2748.6498 | 336.3531 | 0 | 267.0009 | 0 | 0 | 169.1325 | 0 | 0 | 2748.6498 | 336.3531 | 0 | 267.0009 | 0 | 0 | 0.41394 | 0.45531
2018-07-31 17:00 | 7 | 17 | 3 | 1 | 1 | 0.25298 | 114.9222 | 114.9222 | 12.6491 | 16.2515 | 9.7834 | 12.9006 | 12.9006 | 1867.6529 | 12.6491 | 0 | 1662.0874 | 205.5655 | 0 | 163.1802 | 0 | 0 | 102.2731 | 0 | 0 | 1662.0874 | 205.5655 | 0 | 163.1802 | 0 | 0 | 0.25298 | 0.27773
2018-07-31 18:00 | 7 | 18 | 3 | 1 | 1 | 0.079021 | 90.1972 | 90.1972 | 3.951 | 16.2515 | 9.7834 | 12.9006 | 12.9006 | 1465.836 | 3.951 | 0 | 1401.626 | 64.21 | 0 | 50.9706 | 0 | 0 | 86.2462 | 0 | 0 | 1401.626 | 64.21 | 0 | 50.9706 | 0 | 0 | 0.079021 | 0.087117
2018-07-31 19:00 | 7 | 19 | 3 | 1 | 0 | 0.0048348 | 78.7338 | 78.7338 | 0.24174 | 16.2515 | 9.7834 | 12.9006 | 12.9006 | 1279.5391 | 0.24174 | 0 | 1275.6104 | 3.9287 | 0 | 3.1186 | 0 | 0 | 78.4921 | 0 | 0 | 1275.6104 | 3.9287 | 0 | 3.1186 | 0 | 0 | 0.0048348 | 0.004663
2018-07-31 20:00 | 7 | 20 | 3 | 1 | 0 | 0 | 85.6315 | 85.6315 | 0 | 16.2515 | 9.7834 | 12.9006 | 12.9006 | 1391.6371 | 0 | 0 | 1391.6371 | 0 | 0 | 0 | 0 | 0 | 85.6315 | 0 | 0 | 1391.6371 | 0 | 0 | 0 | 0 | 0 | 0 | 0
2018-07-31 21:00 | 7 | 21 | 3 | 1 | 0 | 0 | 78.3678 | 78.3678 | 0 | 16.2515 | 9.7834 | 12.9006 | 12.9006 | 1273.5903 | 0 | 0 | 1273.5903 | 0 | 0 | 0 | 0 | 0 | 78.3678 | 0 | 0 | 1273.5903 | 0 | 0 | 0 | 0 | 0 | 0 | 0
2018-07-31 22:00 | 7 | 22 | 3 | 1 | 0 | 0 | 71.9309 | 71.9309 | 0 | 16.2515 | 9.7834 | 12.9006 | 12.9006 | 1168.9825 | 0 | 0 | 1168.9825 | 0 | 0 | 0 | 0 | 0 | 71.9309 | 0 | 0 | 1168.9825 | 0 | 0 | 0 | 0 | 0 | 0 | 0
2018-07-31 23:00 | 7 | 23 | 3 | 1 | 0 | 0 | 69.4481 | 69.4481 | 0 | 16.2515 | 9.7834 | 12.9006 | 12.9006 | 1128.6323 | 0 | 0 | 1128.6323 | 0 | 0 | 0 | 0 | 0 | 69.4481 | 0 | 0 | 1128.6323 | 0 | 0 | 0 | 0 | 0 | 0 | 0
2018-08-01 | 8 | 0 | 4 | 1 | 0 | 0 | 69.3235 | 69.3235 | 0 | 16.2515 | 9.7834 | 12.9006 | 12.9006 | 1126.6086 | 0 | 0 | 1126.6086 | 0 | 0 | 0 | 0 | 0 | 69.3235 | 0 | 0 | 1126.6086 | 0 | 0 | 0 | 0 | 0 | 0 | 0
2018-08-01 01:00 | 8 | 1 | 4 | 1 | 0 | 0 | 69.785 | 69.785 | 0 | 16.2515 | 9.7834 | 12.9006 | 12.9006 | 1134.1079 | 0 | 0 | 1134.1079 | 0 | 0 | 0 | 0 | 0 | 69.785 | 0 | 0 | 1134.1079 | 0 | 0 | 0 | 0 | 0 | 0 | 0
2018-08-01 02:00 | 8 | 2 | 4 | 1 | 0 | 0 | 70.2602 | 70.2602 | 0 | 16.2515 | 9.7834 | 12.9006 | 12.9006 | 1141.8298 | 0 | 0 | 1141.8298 | 0 | 0 | 0 | 0 | 0 | 70.2602 | 0 | 0 | 1141.8298 | 0 | 0 | 0 | 0 | 0 | 0 | 0
2018-08-01 03:00 | 8 | 3 | 4 | 1 | 0 | 0 | 72.8266 | 72.8266 | 0 | 16.2515 | 9.7834 | 12.9006 | 12.9006 | 1183.5379 | 0 | 0 | 1183.5379 | 0 | 0 | 0 | 0 | 0 | 72.8266 | 0 | 0 | 1183.5379 | 0 | 0 | 0 | 0 | 0 | 0 | 0
2018-08-01 04:00 | 8 | 4 | 4 | 1 | 0 | 0 | 79.3406 | 79.3406 | 0 | 16.2515 | 9.7834 | 12.9006 | 12.9006 | 1289.401 | 0 | 0 | 1289.401 | 0 | 0 | 0 | 0 | 0 | 79.3406 | 0 | 0 | 1289.401 | 0 | 0 | 0 | 0 | 0 | 0 | 0
2018-08-01 05:00 | 8 | 5 | 4 | 1 | 0 | 0 | 84.0996 | 84.0996 | 0 | 16.2515 | 9.7834 | 12.9006 | 12.9006 | 1366.7407 | 0 | 0 | 1366.7407 | 0 | 0 | 0 | 0 | 0 | 84.0996 | 0 | 0 | 1366.7407 | 0 | 0 | 0 | 0 | 0 | 0 | 0
2018-08-01 06:00 | 8 | 6 | 4 | 1 | 0 | 0.03349 | 106.2316 | 106.2316 | 1.6745 | 16.2515 | 9.7834 | 12.9006 | 12.9006 | 1726.419 | 1.6745 | 0 | 1699.2063 | 27.2127 | 0 | 21.6018 | 0 | 0 | 104.5572 | 0 | 0 | 1699.2063 | 27.2127 | 0 | 21.6018 | 0 | 0 | 0.03349 | 0.038897
2018-08-01 07:00 | 8 | 7 | 4 | 1 | 0 | 0.19107 | 130.8824 | 130.8824 | 9.5537 | 16.2515 | 9.7834 | 12.9006 | 12.9006 | 2127.0295 | 9.5537 | 0 | 1971.7671 | 155.2624 | 0 | 123.249 | 0 | 0 | 121.3286 | 0 | 0 | 1971.7671 | 155.2624 | 0 | 123.249 | 0 | 0 | 0.19107 | 0.19366
2018-08-01 08:00 | 8 | 8 | 4 | 1 | 0 | 0.37031 | 158.3636 | 158.3636 | 18.5154 | 16.2515 | 9.7834 | 12.9006 | 12.9006 | 2573.6387 | 18.5154 | 0 | 2272.7364 | 300.9022 | 0 | 238.8595 | 0 | 0 | 139.8482 | 0 | 0 | 2272.7364 | 300.9022 | 0 | 238.8595 | 0 | 0 | 0.37031 | 0.38046
2018-08-01 09:00 | 8 | 9 | 4 | 1 | 0 | 0.50615 | 186.3483 | 186.3483 | 25.3075 | 16.2515 | 9.7834 | 12.9006 | 12.9006 | 3028.4312 | 25.3075 | 0 | 2617.1467 | 411.2845 | 0 | 326.4823 | 0 | 0 | 161.0407 | 0 | 0 | 2617.1467 | 411.2845 | 0 | 326.4823 | 0 | 0 | 0.50615 | 0.52853
2018-08-01 10:00 | 8 | 10 | 4 | 1 | 0 | 0.60822 | 213.2546 | 213.2546 | 30.411 | 16.2515 | 9.7834 | 12.9006 | 12.9006 | 3465.6978 | 30.411 | 0 | 2971.4747 | 494.223 | 0 | 392.3198 | 0 | 0 | 182.8436 | 0 | 0 | 2971.4747 | 494.223 | 0 | 392.3198 | 0 | 0 | 0.60822 | 0.64214
2018-08-01 11:00 | 8 | 11 | 4 | 1 | 1 | 0.66822 | 231.2363 | 231.2363 | 33.4109 | 16.2515 | 9.7834 | 12.9006 | 12.9006 | 3757.9272 | 33.4109 | 0 | 3214.9506 | 542.9766 | 0 | 431.0209 | 0 | 0 | 197.8254 | 0 | 0 | 3214.9506 | 542.9766 | 0 | 431.0209 | 0 | 0 | 0.66822 | 0.71337
2018-08-01 12:00 | 8 | 12 | 4 | 1 | 1 | 0.68969 | 241.6649 | 241.6649 | 34.4846 | 16.2515 | 9.7834 | 12.9006 | 12.9006 | 3927.4073 | 34.4846 | 0 | 3366.9824 | 560.425 | 0 | 444.8716 | 0 | 0 | 207.1803 | 0 | 0 | 3366.9824 | 560.425 | 0 | 444.8716 | 0 | 0 | 0.68969 | 0.55112
2018-08-01 13:00 | 8 | 13 | 4 | 1 | 1 | 0.67548 | 242.4716 | 242.4716 | 33.7739 | 16.2515 | 9.7834 | 12.9006 | 12.9006 | 3940.5171 | 33.7739 | 0 | 3391.6428 | 548.8743 | 0 | 435.7025 | 0 | 0 | 208.6978 | 0 | 0 | 3391.6428 | 548.8743 | 0 | 435.7025 | 0 | 0 | 0.67548 | 0.57089
2018-08-01 14:00 | 8 | 14 | 4 | 1 | 1 | 0.62073 | 235.4175 | 235.4175 | 31.0364 | 16.2515 | 9.7834 | 12.9006 | 12.9006 | 3825.8774 | 31.0364 | 0 | 3321.4899 | 504.3875 | 0 | 400.3885 | 0 | 0 | 204.3811 | 0 | 0 | 3321.4899 | 504.3875 | 0 | 400.3885 | 0 | 0 | 0.62073 | 0.63032
2018-08-01 15:00 | 8 | 15 | 4 | 1 | 1 | 0.53071 | 216.0419 | 216.0419 | 26.5354 | 16.2515 | 9.7834 | 12.9006 | 12.9006 | 3510.9955 | 26.5354 | 0 | 3079.7566 | 431.2389 | 0 | 342.3223 | 0 | 0 | 189.5065 | 0 | 0 | 3079.7566 | 431.2389 | 0 | 342.3223 | 0 | 0 | 0.53071 | 0.56321
2018-08-01 16:00 | 8 | 16 | 4 | 1 | 1 | 0.41051 | 196.3778 | 196.3778 | 20.5253 | 16.2515 | 9.7834 | 12.9006 | 12.9006 | 3191.425 | 20.5253 | 0 | 2857.8582 | 333.5668 | 0 | 264.7891 | 0 | 0 | 175.8524 | 0 | 0 | 2857.8582 | 333.5668 | 0 | 264.7891 | 0 | 0 | 0.41051 | 0.39838
2018-08-01 17:00 | 8 | 17 | 4 | 1 | 1 | 0.25056 | 115.8524 | 115.8524 | 12.5278 | 16.2515 | 9.7834 | 12.9006 | 12.9006 | 1882.7699 | 12.5278 | 0 | 1679.1749 | 203.595 | 0 | 161.616 | 0 | 0 | 103.3246 | 0 | 0 | 1679.1749 | 203.595 | 0 | 161.616 | 0 | 0 | 0.25056 | 0.26332
2018-08-01 18:00 | 8 | 18 | 4 | 1 | 1 | 0.077567 | 87.5287 | 87.5287 | 3.8783 | 16.2515 | 9.7834 | 12.9006 | 12.9006 | 1422.4685 | 3.8783 | 0 | 1359.4399 | 63.0286 | 0 | 50.0328 | 0 | 0 | 83.6503 | 0 | 0 | 1359.4399 | 63.0286 | 0 | 50.0328 | 0 | 0 | 0.077567 | 0.083293
2018-08-01 19:00 | 8 | 19 | 4 | 1 | 0 | 0.0031863 | 78.0585 | 78.0585 | 0.15931 | 16.2515 | 9.7834 | 12.9006 | 12.9006 | 1268.564 | 0.15931 | 0 | 1265.975 | 2.5891 | 0 | 2.0552 | 0 | 0 | 77.8992 | 0 | 0 | 1265.975 | 2.5891 | 0 | 2.0552 | 0 | 0 | 0.0031863 | 0.003781
2018-08-01 20:00 | 8 | 20 | 4 | 1 | 0 | 0 | 86.8593 | 86.8593 | 0 | 16.2515 | 9.7834 | 12.9006 | 12.9006 | 1411.5894 | 0 | 0 | 1411.5894 | 0 | 0 | 0 | 0 | 0 | 86.8593 | 0 | 0 | 1411.5894 | 0 | 0 | 0 | 0 | 0 | 0 | 0
2018-08-01 21:00 | 8 | 21 | 4 | 1 | 0 | 0 | 80.1297 | 80.1297 | 0 | 16.2515 | 9.7834 | 12.9006 | 12.9006 | 1302.2237 | 0 | 0 | 1302.2237 | 0 | 0 | 0 | 0 | 0 | 80.1297 | 0 | 0 | 1302.2237 | 0 | 0 | 0 | 0 | 0 | 0 | 0
2018-08-01 22:00 | 8 | 22 | 4 | 1 | 0 | 0 | 73.6666 | 73.6666 | 0 | 16.2515 | 9.7834 | 12.9006 | 12.9006 | 1197.1898 | 0 | 0 | 1197.1898 | 0 | 0 | 0 | 0 | 0 | 73.6666 | 0 | 0 | 1197.1898 | 0 | 0 | 0 | 0 | 0 | 0 | 0
2018-08-01 23:00 | 8 | 23 | 4 | 1 | 0 | 0 | 71.367 | 71.367 | 0 | 16.2515 | 9.7834 | 12.9006 | 12.9006 | 1159.8171 | 0 | 0 | 1159.8171 | 0 | 0 | 0 | 0 | 0 | 71.367 | 0 | 0 | 1159.8171 | 0 | 0 | 0 | 0 | 0 | 0 | 0
2018-08-02 | 8 | 0 | 5 | 1 | 0 | 0 | 71.2205 | 71.2205 | 0 | 16.2515 | 9.7834 | 12.9006 | 12.9006 | 1157.4374 | 0 | 0 | 1157.4374 | 0 | 0 | 0 | 0 | 0 | 71.2205 | 0 | 0 | 1157.4374 | 0 | 0 | 0 | 0 | 0 | 0 | 0
2018-08-02 01:00 | 8 | 1 | 5 | 1 | 0 | 0 | 71.4005 | 71.4005 | 0 | 16.2515 | 9.7834 | 12.9006 | 12.9006 | 1160.3629 | 0 | 0 | 1160.3629 | 0 | 0 | 0 | 0 | 0 | 71.4005 | 0 | 0 | 1160.3629 | 0 | 0 | 0 | 0 | 0 | 0 | 0
2018-08-02 02:00 | 8 | 2 | 5 | 1 | 0 | 0 | 71.9463 | 71.9463 | 0 | 16.2515 | 9.7834 | 12.9006 | 12.9006 | 1169.2323 | 0 | 0 | 1169.2323 | 0 | 0 | 0 | 0 | 0 | 71.9463 | 0 | 0 | 1169.2323 | 0 | 0 | 0 | 0 | 0 | 0 | 0
2018-08-02 03:00 | 8 | 3 | 5 | 1 | 0 | 0 | 74.7839 | 74.7839 | 0 | 16.2515 | 9.7834 | 12.9006 | 12.9006 | 1215.3478 | 0 | 0 | 1215.3478 | 0 | 0 | 0 | 0 | 0 | 74.7839 | 0 | 0 | 1215.3478 | 0 | 0 | 0 | 0 | 0 | 0 | 0
2018-08-02 04:00 | 8 | 4 | 5 | 1 | 0 | 0 | 81.7572 | 81.7572 | 0 | 16.2515 | 9.7834 | 12.9006 | 12.9006 | 1328.6742 | 0 | 0 | 1328.6742 | 0 | 0 | 0 | 0 | 0 | 81.7572 | 0 | 0 | 1328.6742 | 0 | 0 | 0 | 0 | 0 | 0 | 0
2018-08-02 05:00 | 8 | 5 | 5 | 1 | 0 | 0 | 88.3216 | 88.3216 | 0 | 16.2515 | 9.7834 | 12.9006 | 12.9006 | 1435.3544 | 0 | 0 | 1435.3544 | 0 | 0 | 0 | 0 | 0 | 88.3216 | 0 | 0 | 1435.3544 | 0 | 0 | 0 | 0 | 0 | 0 | 0
2018-08-02 06:00 | 8 | 6 | 5 | 1 | 0 | 0.032558 | 116.9831 | 116.9831 | 1.6279 | 16.2515 | 9.7834 | 12.9006 | 12.9006 | 1901.1454 | 1.6279 | 0 | 1874.6897 | 26.4557 | 0 | 21.0009 | 0 | 0 | 115.3552 | 0 | 0 | 1874.6897 | 26.4557 | 0 | 21.0009 | 0 | 0 | 0.032558 | 0.038238
2018-08-02 07:00 | 8 | 7 | 5 | 1 | 0 | 0.1851 | 142.3049 | 142.3049 | 9.2551 | 16.2515 | 9.7834 | 12.9006 | 12.9006 | 2312.6625 | 9.2551 | 0 | 2162.2528 | 150.4097 | 0 | 119.3969 | 0 | 0 | 133.0498 | 0 | 0 | 2162.2528 | 150.4097 | 0 | 119.3969 | 0 | 0 | 0.1851 | 0.17323
2018-08-02 08:00 | 8 | 8 | 5 | 1 | 0 | 0.35835 | 166.8987 | 166.8987 | 17.9174 | 16.2515 | 9.7834 | 12.9006 | 12.9006 | 2712.3472 | 17.9174 | 0 | 2421.1641 | 291.183 | 0 | 231.1444 | 0 | 0 | 148.9814 | 0 | 0 | 2421.1641 | 291.183 | 0 | 231.1444 | 0 | 0 | 0.35835 | 0.33193
2018-08-02 09:00 | 8 | 9 | 5 | 1 | 0 | 0.4861 | 193.3721 | 193.3721 | 24.3049 | 16.2515 | 9.7834 | 12.9006 | 12.9006 | 3142.5779 | 24.3049 | 0 | 2747.5878 | 394.99 | 0 | 313.5475 | 0 | 0 | 169.0672 | 0 | 0 | 2747.5878 | 394.99 | 0 | 313.5475 | 0 | 0 | 0.4861 | 0.4776
2018-08-02 10:00 | 8 | 10 | 5 | 1 | 0 | 0.58427 | 221.0512 | 221.0512 | 29.2133 | 16.2515 | 9.7834 | 12.9006 | 12.9006 | 3592.4047 | 29.2133 | 0 | 3117.6468 | 474.7579 | 0 | 376.8681 | 0 | 0 | 191.838 | 0 | 0 | 3117.6468 | 474.7579 | 0 | 376.8681 | 0 | 0 | 0.58427 | 0.57209
2018-08-02 11:00 | 8 | 11 | 5 | 1 | 1 | 0.56268 | 239.6707 | 239.6707 | 28.134 | 16.2515 | 9.7834 | 12.9006 | 12.9006 | 3894.9978 | 28.134 | 0 | 3437.7793 | 457.2185 | 0 | 362.9451 | 0 | 0 | 211.5367 | 0 | 0 | 3437.7793 | 457.2185 | 0 | 362.9451 | 0 | 0 | 0.56268 | 0.52402
2018-08-02 12:00 | 8 | 12 | 5 | 1 | 1 | 0.58074 | 255.8868 | 255.8868 | 29.037 | 16.2515 | 9.7834 | 12.9006 | 12.9006 | 4158.5332 | 29.037 | 0 | 3686.6405 | 471.8927 | 0 | 374.5937 | 0 | 0 | 226.8499 | 0 | 0 | 3686.6405 | 471.8927 | 0 | 374.5937 | 0 | 0 | 0.58074 | 0.65317
2018-08-02 13:00 | 8 | 13 | 5 | 1 | 1 | 0.65621 | 265.9336 | 265.9336 | 32.8105 | 16.2515 | 9.7834 | 12.9006 | 12.9006 | 4321.8077 | 32.8105 | 0 | 3788.5884 | 533.2192 | 0 | 423.2754 | 0 | 0 | 233.123 | 0 | 0 | 3788.5884 | 533.2192 | 0 | 423.2754 | 0 | 0 | 0.65621 | 0.66456
2018-08-02 14:00 | 8 | 14 | 5 | 1 | 1 | 0.60678 | 260.2379 | 260.2379 | 30.3389 | 16.2515 | 9.7834 | 12.9006 | 12.9006 | 4229.2453 | 30.3389 | 0 | 3736.1948 | 493.0505 | 0 | 391.389 | 0 | 0 | 229.8991 | 0 | 0 | 3736.1948 | 493.0505 | 0 | 391.389 | 0 | 0 | 0.60678 | 0.5914
2018-08-02 15:00 | 8 | 15 | 5 | 1 | 1 | 0.51846 | 229.1903 | 229.1903 | 25.9232 | 16.2515 | 9.7834 | 12.9006 | 12.9006 | 3724.6763 | 25.9232 | 0 | 3303.3865 | 421.2898 | 0 | 334.4245 | 0 | 0 | 203.2671 | 0 | 0 | 3303.3865 | 421.2898 | 0 | 334.4245 | 0 | 0 | 0.51846 | 0.46067
2018-08-02 16:00 | 8 | 16 | 5 | 1 | 1 | 0.40084 | 197.6468 | 197.6468 | 20.0419 | 16.2515 | 9.7834 | 12.9006 | 12.9006 | 3212.048 | 20.0419 | 0 | 2886.338 | 325.7101 | 0 | 258.5523 | 0 | 0 | 177.6049 | 0 | 0 | 2886.338 | 325.7101 | 0 | 258.5523 | 0 | 0 | 0.40084 | 0.34015
2018-08-02 17:00 | 8 | 17 | 5 | 1 | 1 | 0.24348 | 111.5953 | 111.5953 | 12.1739 | 16.2515 | 9.7834 | 12.9006 | 12.9006 | 1813.5861 | 12.1739 | 0 | 1615.7425 | 197.8436 | 0 | 157.0505 | 0 | 0 | 99.4214 | 0 | 0 | 1615.7425 | 197.8436 | 0 | 157.0505 | 0 | 0 | 0.24348 | 0.17409
2018-08-02 18:00 | 8 | 18 | 5 | 1 | 1 | 0.077998 | 85.484 | 85.484 | 3.8999 | 16.2515 | 9.7834 | 12.9006 | 12.9006 | 1389.24 | 3.8999 | 0 | 1325.861 | 63.379 | 0 | 50.3109 | 0 | 0 | 81.5841 | 0 | 0 | 1325.861 | 63.379 | 0 | 50.3109 | 0 | 0 | 0.077998 | 0.069143
2018-08-02 19:00 | 8 | 19 | 5 | 1 | 0 | 0.00386 | 77.9768 | 77.9768 | 0.193 | 16.2515 | 9.7834 | 12.9006 | 12.9006 | 1267.2366 | 0.193 | 0 | 1264.1001 | 3.1365 | 0 | 2.4898 | 0 | 0 | 77.7838 | 0 | 0 | 1264.1001 | 3.1365 | 0 | 2.4898 | 0 | 0 | 0.00386 | 0.0026043
2018-08-02 20:00 | 8 | 20 | 5 | 1 | 0 | 0 | 88.9036 | 88.9036 | 0 | 16.2515 | 9.7834 | 12.9006 | 12.9006 | 1444.8134 | 0 | 0 | 1444.8134 | 0 | 0 | 0 | 0 | 0 | 88.9036 | 0 | 0 | 1444.8134 | 0 | 0 | 0 | 0 | 0 | 0 | 0
2018-08-02 21:00 | 8 | 21 | 5 | 1 | 0 | 0 | 80.4606 | 80.4606 | 0 | 16.2515 | 9.7834 | 12.9006 | 12.9006 | 1307.6014 | 0 | 0 | 1307.6014 | 0 | 0 | 0 | 0 | 0 | 80.4606 | 0 | 0 | 1307.6014 | 0 | 0 | 0 | 0 | 0 | 0 | 0
2018-08-02 22:00 | 8 | 22 | 5 | 1 | 0 | 0 | 73.2774 | 73.2774 | 0 | 16.2515 | 9.7834 | 12.9006 | 12.9006 | 1190.8649 | 0 | 0 | 1190.8649 | 0 | 0 | 0 | 0 | 0 | 73.2774 | 0 | 0 | 1190.8649 | 0 | 0 | 0 | 0 | 0 | 0 | 0
2018-08-02 23:00 | 8 | 23 | 5 | 1 | 0 | 0 | 70.4805 | 70.4805 | 0 | 16.2515 | 9.7834 | 12.9006 | 12.9006 | 1145.4115 | 0 | 0 | 1145.4115 | 0 | 0 | 0 | 0 | 0 | 70.4805 | 0 | 0 | 1145.4115 | 0 | 0 | 0 | 0 | 0 | 0 | 0
2018-08-03 | 8 | 0 | 6 | 1 | 0 | 0 | 70.0192 | 70.0192 | 0 | 16.2515 | 9.7834 | 12.9006 | 12.9006 | 1137.9144 | 0 | 0 | 1137.9144 | 0 | 0 | 0 | 0 | 0 | 70.0192 | 0 | 0 | 1137.9144 | 0 | 0 | 0 | 0 | 0 | 0 | 0
2018-08-03 01:00 | 8 | 1 | 6 | 1 | 0 | 0 | 69.9542 | 69.9542 | 0 | 16.2515 | 9.7834 | 12.9006 | 12.9006 | 1136.8572 | 0 | 0 | 1136.8572 | 0 | 0 | 0 | 0 | 0 | 69.9542 | 0 | 0 | 1136.8572 | 0 | 0 | 0 | 0 | 0 | 0 | 0
2018-08-03 02:00 | 8 | 2 | 6 | 1 | 0 | 0 | 70.4642 | 70.4642 | 0 | 16.2515 | 9.7834 | 12.9006 | 12.9006 | 1145.1461 | 0 | 0 | 1145.1461 | 0 | 0 | 0 | 0 | 0 | 70.4642 | 0 | 0 | 1145.1461 | 0 | 0 | 0 | 0 | 0 | 0 | 0
2018-08-03 03:00 | 8 | 3 | 6 | 1 | 0 | 0 | 73.7382 | 73.7382 | 0 | 16.2515 | 9.7834 | 12.9006 | 12.9006 | 1198.3524 | 0 | 0 | 1198.3524 | 0 | 0 | 0 | 0 | 0 | 73.7382 | 0 | 0 | 1198.3524 | 0 | 0 | 0 | 0 | 0 | 0 | 0
2018-08-03 04:00 | 8 | 4 | 6 | 1 | 0 | 0 | 80.3191 | 80.3191 | 0 | 16.2515 | 9.7834 | 12.9006 | 12.9006 | 1305.3028 | 0 | 0 | 1305.3028 | 0 | 0 | 0 | 0 | 0 | 80.3191 | 0 | 0 | 1305.3028 | 0 | 0 | 0 | 0 | 0 | 0 | 0
2018-08-03 05:00 | 8 | 5 | 6 | 1 | 0 | 0 | 86.6713 | 86.6713 | 0 | 16.2515 | 9.7834 | 12.9006 | 12.9006 | 1408.5356 | 0 | 0 | 1408.5356 | 0 | 0 | 0 | 0 | 0 | 86.6713 | 0 | 0 | 1408.5356 | 0 | 0 | 0 | 0 | 0 | 0 | 0
2018-08-03 06:00 | 8 | 6 | 6 | 1 | 0 | 0.032846 | 112.214 | 112.214 | 1.6423 | 16.2515 | 9.7834 | 12.9006 | 12.9006 | 1823.6412 | 1.6423 | 0 | 1796.9514 | 26.6898 | 0 | 21.1867 | 0 | 0 | 110.5717 | 0 | 0 | 1796.9514 | 26.6898 | 0 | 21.1867 | 0 | 0 | 0.032846 | 0.016448
2018-08-03 07:00 | 8 | 7 | 6 | 1 | 0 | 0.11535 | 134.5412 | 134.5412 | 5.7677 | 16.2515 | 9.7834 | 12.9006 | 12.9006 | 2186.491 | 5.7677 | 0 | 2092.7575 | 93.7335 | 0 | 74.4067 | 0 | 0 | 128.7735 | 0 | 0 | 2092.7575 | 93.7335 | 0 | 74.4067 | 0 | 0 | 0.11535 | 0.09522
2018-08-03 08:00 | 8 | 8 | 6 | 1 | 0 | 0.12691 | 158.4077 | 158.4077 | 6.3457 | 16.2515 | 9.7834 | 12.9006 | 12.9006 | 2574.3556 | 6.3457 | 0 | 2471.2287 | 103.1269 | 0 | 81.8633 | 0 | 0 | 152.062 | 0 | 0 | 2471.2287 | 103.1269 | 0 | 81.8633 | 0 | 0 | 0.12691 | 0.19167
2018-08-03 09:00 | 8 | 9 | 6 | 1 | 0 | 0.37454 | 184.1127 | 184.1127 | 18.7269 | 16.2515 | 9.7834 | 12.9006 | 12.9006 | 2992.0997 | 18.7269 | 0 | 2687.7603 | 304.3394 | 0 | 241.588 | 0 | 0 | 165.3858 | 0 | 0 | 2687.7603 | 304.3394 | 0 | 241.588 | 0 | 0 | 0.37454 | 0.25734
2018-08-03 10:00 | 8 | 10 | 6 | 1 | 0 | 0.45613 | 213.1434 | 213.1434 | 22.8065 | 16.2515 | 9.7834 | 12.9006 | 12.9006 | 3463.8906 | 22.8065 | 0 | 3093.2526 | 370.638 | 0 | 294.2166 | 0 | 0 | 190.3369 | 0 | 0 | 3093.2526 | 370.638 | 0 | 294.2166 | 0 | 0 | 0.45613 | 0.34222
2018-08-03 11:00 | 8 | 11 | 6 | 1 | 1 | 0.55302 | 230.4559 | 230.4559 | 27.6508 | 16.2515 | 9.7834 | 12.9006 | 12.9006 | 3745.2441 | 27.6508 | 0 | 3295.8784 | 449.3658 | 0 | 356.7116 | 0 | 0 | 202.8051 | 0 | 0 | 3295.8784 | 449.3658 | 0 | 356.7116 | 0 | 0 | 0.55302 | 0.40629
2018-08-03 12:00 | 8 | 12 | 6 | 1 | 1 | 0.48962 | 239.5705 | 239.5705 | 24.4808 | 16.2515 | 9.7834 | 12.9006 | 12.9006 | 3893.3703 | 24.4808 | 0 | 3495.5216 | 397.8487 | 0 | 315.8167 | 0 | 0 | 215.0897 | 0 | 0 | 3495.5216 | 397.8487 | 0 | 315.8167 | 0 | 0 | 0.48962 | 0.3928
2018-08-03 13:00 | 8 | 13 | 6 | 1 | 1 | 0.44641 | 243.2752 | 243.2752 | 22.3207 | 16.2515 | 9.7834 | 12.9006 | 12.9006 | 3953.5757 | 22.3207 | 0 | 3590.8327 | 362.7431 | 0 | 287.9495 | 0 | 0 | 220.9545 | 0 | 0 | 3590.8327 | 362.7431 | 0 | 287.9495 | 0 | 0 | 0.44641 | 0.36395
2018-08-03 14:00 | 8 | 14 | 6 | 1 | 1 | 0.47218 | 236.4508 | 236.4508 | 23.6088 | 16.2515 | 9.7834 | 12.9006 | 12.9006 | 3842.6704 | 23.6088 | 0 | 3458.9938 | 383.6766 | 0 | 304.5668 | 0 | 0 | 212.8421 | 0 | 0 | 3458.9938 | 383.6766 | 0 | 304.5668 | 0 | 0 | 0.47218 | 0.41577
2018-08-03 15:00 | 8 | 15 | 6 | 1 | 1 | 0.26122 | 220.2171 | 220.2171 | 13.0609 | 16.2515 | 9.7834 | 12.9006 | 12.9006 | 3578.8487 | 13.0609 | 0 | 3366.5901 | 212.2586 | 0 | 168.4933 | 0 | 0 | 207.1562 | 0 | 0 | 3366.5901 | 212.2586 | 0 | 168.4933 | 0 | 0 | 0.26122 | 0.28707
2018-08-03 16:00 | 8 | 16 | 6 | 1 | 1 | 0.18418 | 196.8012 | 196.8012 | 9.209 | 16.2515 | 9.7834 | 12.9006 | 12.9006 | 3198.3069 | 9.209 | 0 | 3048.6472 | 149.6597 | 0 | 118.8015 | 0 | 0 | 187.5922 | 0 | 0 | 3048.6472 | 149.6597 | 0 | 118.8015 | 0 | 0 | 0.18418 | 0.40433
2018-08-03 17:00 | 8 | 17 | 6 | 1 | 1 | 0.078515 | 116.8603 | 116.8603 | 3.9258 | 16.2515 | 9.7834 | 12.9006 | 12.9006 | 1899.1498 | 3.9258 | 0 | 1835.3503 | 63.7995 | 0 | 50.6447 | 0 | 0 | 112.9345 | 0 | 0 | 1835.3503 | 63.7995 | 0 | 50.6447 | 0 | 0 | 0.078515 | 0.20422
2018-08-03 18:00 | 8 | 18 | 6 | 1 | 1 | 0.059736 | 89.5415 | 89.5415 | 2.9868 | 16.2515 | 9.7834 | 12.9006 | 12.9006 | 1455.1795 | 2.9868 | 0 | 1406.64 | 48.5395 | 0 | 38.5312 | 0 | 0 | 86.5547 | 0 | 0 | 1406.64 | 48.5395 | 0 | 38.5312 | 0 | 0 | 0.059736 | 0.076122
2018-08-03 19:00 | 8 | 19 | 6 | 1 | 0 | 0.0019365 | 81.5609 | 81.5609 | 0.096827 | 16.2515 | 9.7834 | 12.9006 | 12.9006 | 1325.4835 | 0.096827 | 0 | 1323.9099 | 1.5736 | 0 | 1.2491 | 0 | 0 | 81.4641 | 0 | 0 | 1323.9099 | 1.5736 | 0 | 1.2491 | 0 | 0 | 0.0019365 | 0.003396
2018-08-03 20:00 | 8 | 20 | 6 | 1 | 0 | 0 | 90.4621 | 90.4621 | 0 | 16.2515 | 9.7834 | 12.9006 | 12.9006 | 1470.1405 | 0 | 0 | 1470.1405 | 0 | 0 | 0 | 0 | 0 | 90.4621 | 0 | 0 | 1470.1405 | 0 | 0 | 0 | 0 | 0 | 0 | 0
2018-08-03 21:00 | 8 | 21 | 6 | 1 | 0 | 0 | 79.1825 | 79.1825 | 0 | 16.2515 | 9.7834 | 12.9006 | 12.9006 | 1286.8306 | 0 | 0 | 1286.8306 | 0 | 0 | 0 | 0 | 0 | 79.1825 | 0 | 0 | 1286.8306 | 0 | 0 | 0 | 0 | 0 | 0 | 0
2018-08-03 22:00 | 8 | 22 | 6 | 1 | 0 | 0 | 73.3917 | 73.3917 | 0 | 16.2515 | 9.7834 | 12.9006 | 12.9006 | 1192.7215 | 0 | 0 | 1192.7215 | 0 | 0 | 0 | 0 | 0 | 73.3917 | 0 | 0 | 1192.7215 | 0 | 0 | 0 | 0 | 0 | 0 | 0
2018-08-03 23:00 | 8 | 23 | 6 | 1 | 0 | 0 | 71.0886 | 71.0886 | 0 | 16.2515 | 9.7834 | 12.9006 | 12.9006 | 1155.2939 | 0 | 0 | 1155.2939 | 0 | 0 | 0 | 0 | 0 | 71.0886 | 0 | 0 | 1155.2939 | 0 | 0 | 0 | 0 | 0 | 0 | 0
2018-08-04 | 8 | 0 | 7 | 1 | 0 | 0 | 71.5899 | 71.5899 | 0 | 16.2515 | 9.7834 | 12.9006 | 12.9006 | 1163.4402 | 0 | 0 | 1163.4402 | 0 | 0 | 0 | 0 | 0 | 71.5899 | 0 | 0 | 1163.4402 | 0 | 0 | 0 | 0 | 0 | 0 | 0
2018-08-04 01:00 | 8 | 1 | 7 | 1 | 0 | 0 | 71.9933 | 71.9933 | 0 | 16.2515 | 9.7834 | 12.9006 | 12.9006 | 1169.9963 | 0 | 0 | 1169.9963 | 0 | 0 | 0 | 0 | 0 | 71.9933 | 0 | 0 | 1169.9963 | 0 | 0 | 0 | 0 | 0 | 0 | 0
2018-08-04 02:00 | 8 | 2 | 7 | 1 | 0 | 0 | 68.5314 | 68.5314 | 0 | 16.2515 | 9.7834 | 12.9006 | 12.9006 | 1113.7348 | 0 | 0 | 1113.7348 | 0 | 0 | 0 | 0 | 0 | 68.5314 | 0 | 0 | 1113.7348 | 0 | 0 | 0 | 0 | 0 | 0 | 0
2018-08-04 03:00 | 8 | 3 | 7 | 1 | 0 | 0 | 67.2394 | 67.2394 | 0 | 16.2515 | 9.7834 | 12.9006 | 12.9006 | 1092.7378 | 0 | 0 | 1092.7378 | 0 | 0 | 0 | 0 | 0 | 67.2394 | 0 | 0 | 1092.7378 | 0 | 0 | 0 | 0 | 0 | 0 | 0
2018-08-04 04:00 | 8 | 4 | 7 | 1 | 0 | 0 | 67.2966 | 67.2966 | 0 | 16.2515 | 9.7834 | 12.9006 | 12.9006 | 1093.668 | 0 | 0 | 1093.668 | 0 | 0 | 0 | 0 | 0 | 67.2966 | 0 | 0 | 1093.668 | 0 | 0 | 0 | 0 | 0 | 0 | 0
2018-08-04 05:00 | 8 | 5 | 7 | 1 | 0 | 0 | 64.3097 | 64.3097 | 0 | 16.2515 | 9.7834 | 12.9006 | 12.9006 | 1045.1262 | 0 | 0 | 1045.1262 | 0 | 0 | 0 | 0 | 0 | 64.3097 | 0 | 0 | 1045.1262 | 0 | 0 | 0 | 0 | 0 | 0 | 0
2018-08-04 06:00 | 8 | 6 | 7 | 1 | 0 | 0.0099495 | 67.379 | 67.379 | 0.49747 | 16.2515 | 9.7834 | 12.9006 | 12.9006 | 1095.0065 | 0.49747 | 0 | 1086.9218 | 8.0847 | 0 | 6.4177 | 0 | 0 | 66.8815 | 0 | 0 | 1086.9218 | 8.0847 | 0 | 6.4177 | 0 | 0 | 0.0099495 | 0.034952
2018-08-04 07:00 | 8 | 7 | 7 | 1 | 0 | 0.016879 | 69.2454 | 69.2454 | 0.84393 | 16.2515 | 9.7834 | 12.9006 | 12.9006 | 1125.3383 | 0.84393 | 0 | 1111.6231 | 13.7152 | 0 | 10.8873 | 0 | 0 | 68.4014 | 0 | 0 | 1111.6231 | 13.7152 | 0 | 10.8873 | 0 | 0 | 0.016879 | 0.17566
2018-08-04 08:00 | 8 | 8 | 7 | 1 | 0 | 0.11626 | 69.2122 | 69.2122 | 5.8129 | 16.2515 | 9.7834 | 12.9006 | 12.9006 | 1124.7993 | 5.8129 | 0 | 1030.3312 | 94.4681 | 0 | 74.9898 | 0 | 0 | 63.3993 | 0 | 0 | 1030.3312 | 94.4681 | 0 | 74.9898 | 0 | 0 | 0.11626 | 0.30174
2018-08-04 09:00 | 8 | 9 | 7 | 1 | 0 | 0.16656 | 72.1335 | 72.1335 | 8.3282 | 16.2515 | 9.7834 | 12.9006 | 12.9006 | 1172.2743 | 8.3282 | 0 | 1036.929 | 135.3454 | 0 | 107.4387 | 0 | 0 | 63.8053 | 0 | 0 | 1036.929 | 135.3454 | 0 | 107.4387 | 0 | 0 | 0.16656 | 0.41543
2018-08-04 10:00 | 8 | 10 | 7 | 1 | 0 | 0.22046 | 84.0719 | 84.0719 | 11.0232 | 16.2515 | 9.7834 | 12.9006 | 12.9006 | 1366.291 | 11.0232 | 0 | 1187.1479 | 179.1431 | 0 | 142.2058 | 0 | 0 | 73.0487 | 0 | 0 | 1187.1479 | 179.1431 | 0 | 142.2058 | 0 | 0 | 0.22046 | 0.48635
2018-08-04 11:00 | 8 | 11 | 7 | 1 | 1 | 0.24432 | 94.322 | 94.322 | 12.2158 | 16.2515 | 9.7834 | 12.9006 | 12.9006 | 1532.8695 | 12.2158 | 0 | 1334.3441 | 198.5254 | 0 | 157.5916 | 0 | 0 | 82.1061 | 0 | 0 | 1334.3441 | 198.5254 | 0 | 157.5916 | 0 | 0 | 0.24432 | 0.57543
2018-08-04 12:00 | 8 | 12 | 7 | 1 | 1 | 0.11186 | 98.9249 | 98.9249 | 5.593 | 16.2515 | 9.7834 | 12.9006 | 12.9006 | 1607.673 | 5.593 | 0 | 1516.7786 | 90.8944 | 0 | 72.153 | 0 | 0 | 93.3319 | 0 | 0 | 1516.7786 | 90.8944 | 0 | 72.153 | 0 | 0 | 0.11186 | 0.47752
2018-08-04 13:00 | 8 | 13 | 7 | 1 | 1 | 0.33991 | 109.1749 | 109.1749 | 16.9954 | 16.2515 | 9.7834 | 12.9006 | 12.9006 | 1774.2519 | 16.9954 | 0 | 1498.0527 | 276.1992 | 0 | 219.25 | 0 | 0 | 92.1796 | 0 | 0 | 1498.0527 | 276.1992 | 0 | 219.25 | 0 | 0 | 0.33991 | 0.54483
2018-08-04 14:00 | 8 | 14 | 7 | 1 | 1 | 0.21518 | 112.4559 | 112.4559 | 10.7591 | 16.2515 | 9.7834 | 12.9006 | 12.9006 | 1827.5716 | 10.7591 | 0 | 1652.7197 | 174.8519 | 0 | 138.7994 | 0 | 0 | 101.6967 | 0 | 0 | 1652.7197 | 174.8519 | 0 | 138.7994 | 0 | 0 | 0.21518 | 0.36161
2018-08-04 15:00 | 8 | 15 | 7 | 1 | 1 | 0.22373 | 109.7825 | 109.7825 | 11.1864 | 16.2515 | 9.7834 | 12.9006 | 12.9006 | 1784.125 | 11.1864 | 0 | 1602.3305 | 181.7945 | 0 | 144.3105 | 0 | 0 | 98.5961 | 0 | 0 | 1602.3305 | 181.7945 | 0 | 144.3105 | 0 | 0 | 0.22373 | 0.5287
2018-08-04 16:00 | 8 | 16 | 7 | 1 | 1 | 0.14838 | 110.5598 | 110.5598 | 7.4192 | 16.2515 | 9.7834 | 12.9006 | 12.9006 | 1796.7571 | 7.4192 | 0 | 1676.1835 | 120.5736 | 0 | 95.7127 | 0 | 0 | 103.1405 | 0 | 0 | 1676.1835 | 120.5736 | 0 | 95.7127 | 0 | 0 | 0.14838 | 0.3841
2018-08-04 17:00 | 8 | 17 | 7 | 1 | 1 | 0.091015 | 73.6173 | 73.6173 | 4.5507 | 16.2515 | 9.7834 | 12.9006 | 12.9006 | 1196.3889 | 4.5507 | 0 | 1122.4328 | 73.9562 | 0 | 58.7072 | 0 | 0 | 69.0666 | 0 | 0 | 1122.4328 | 73.9562 | 0 | 58.7072 | 0 | 0 | 0.091015 | 0.25731
2018-08-04 18:00 | 8 | 18 | 7 | 1 | 1 | 0.002233 | 62.7539 | 62.7539 | 0.11165 | 16.2515 | 9.7834 | 12.9006 | 12.9006 | 1019.8429 | 0.11165 | 0 | 1018.0284 | 1.8145 | 0 | 1.4404 | 0 | 0 | 62.6423 | 0 | 0 | 1018.0284 | 1.8145 | 0 | 1.4404 | 0 | 0 | 0.002233 | 0.080492
2018-08-04 19:00 | 8 | 19 | 7 | 1 | 0 | 0.00068667 | 61.5783 | 61.5783 | 0.034333 | 16.2515 | 9.7834 | 12.9006 | 12.9006 | 1000.7363 | 0.034333 | 0 | 1000.1783 | 0.55797 | 0 | 0.44292 | 0 | 0 | 61.5439 | 0 | 0 | 1000.1783 | 0.55797 | 0 | 0.44292 | 0 | 0 | 0.00068667 | 0.0045377
2018-08-04 20:00 | 8 | 20 | 7 | 1 | 0 | 0 | 78.3533 | 78.3533 | 0 | 16.2515 | 9.7834 | 12.9006 | 12.9006 | 1273.3552 | 0 | 0 | 1273.3552 | 0 | 0 | 0 | 0 | 0 | 78.3533 | 0 | 0 | 1273.3552 | 0 | 0 | 0 | 0 | 0 | 0 | 0
2018-08-04 21:00 | 8 | 21 | 7 | 1 | 0 | 0 | 77.2296 | 77.2296 | 0 | 16.2515 | 9.7834 | 12.9006 | 12.9006 | 1255.0936 | 0 | 0 | 1255.0936 | 0 | 0 | 0 | 0 | 0 | 77.2296 | 0 | 0 | 1255.0936 | 0 | 0 | 0 | 0 | 0 | 0 | 0
2018-08-04 22:00 | 8 | 22 | 7 | 1 | 0 | 0 | 75.3283 | 75.3283 | 0 | 16.2515 | 9.7834 | 12.9006 | 12.9006 | 1224.1938 | 0 | 0 | 1224.1938 | 0 | 0 | 0 | 0 | 0 | 75.3283 | 0 | 0 | 1224.1938 | 0 | 0 | 0 | 0 | 0 | 0 | 0
2018-08-04 23:00 | 8 | 23 | 7 | 1 | 0 | 0 | 71.4998 | 71.4998 | 0 | 16.2515 | 9.7834 | 12.9006 | 12.9006 | 1161.9756 | 0 | 0 | 1161.9756 | 0 | 0 | 0 | 0 | 0 | 71.4998 | 0 | 0 | 1161.9756 | 0 | 0 | 0 | 0 | 0 | 0 | 0
2018-08-05 | 8 | 0 | 1 | 1 | 0 | 0 | 66.2842 | 66.2842 | 0 | 16.2515 | 9.7834 | 12.9006 | 12.9006 | 1077.2145 | 0 | 0 | 1077.2145 | 0 | 0 | 0 | 0 | 0 | 66.2842 | 0 | 0 | 1077.2145 | 0 | 0 | 0 | 0 | 0 | 0 | 0
2018-08-05 01:00 | 8 | 1 | 1 | 1 | 0 | 0 | 65.7941 | 65.7941 | 0 | 16.2515 | 9.7834 | 12.9006 | 12.9006 | 1069.2499 | 0 | 0 | 1069.2499 | 0 | 0 | 0 | 0 | 0 | 65.7941 | 0 | 0 | 1069.2499 | 0 | 0 | 0 | 0 | 0 | 0 | 0
2018-08-05 02:00 | 8 | 2 | 1 | 1 | 0 | 0 | 62.991 | 62.991 | 0 | 16.2515 | 9.7834 | 12.9006 | 12.9006 | 1023.6959 | 0 | 0 | 1023.6959 | 0 | 0 | 0 | 0 | 0 | 62.991 | 0 | 0 | 1023.6959 | 0 | 0 | 0 | 0 | 0 | 0 | 0
2018-08-05 03:00 | 8 | 3 | 1 | 1 | 0 | 0 | 62.2159 | 62.2159 | 0 | 16.2515 | 9.7834 | 12.9006 | 12.9006 | 1011.0996 | 0 | 0 | 1011.0996 | 0 | 0 | 0 | 0 | 0 | 62.2159 | 0 | 0 | 1011.0996 | 0 | 0 | 0 | 0 | 0 | 0 | 0
2018-08-05 04:00 | 8 | 4 | 1 | 1 | 0 | 0 | 63.9831 | 63.9831 | 0 | 16.2515 | 9.7834 | 12.9006 | 12.9006 | 1039.818 | 0 | 0 | 1039.818 | 0 | 0 | 0 | 0 | 0 | 63.9831 | 0 | 0 | 1039.818 | 0 | 0 | 0 | 0 | 0 | 0 | 0
2018-08-05 05:00 | 8 | 5 | 1 | 1 | 0 | 0 | 59.5673 | 59.5673 | 0 | 16.2515 | 9.7834 | 12.9006 | 12.9006 | 968.0562 | 0 | 0 | 968.0562 | 0 | 0 | 0 | 0 | 0 | 59.5673 | 0 | 0 | 968.0562 | 0 | 0 | 0 | 0 | 0 | 0 | 0
2018-08-05 06:00 | 8 | 6 | 1 | 1 | 0 | 0.015849 | 54.1685 | 54.1685 | 0.79246 | 16.2515 | 9.7834 | 12.9006 | 12.9006 | 880.3171 | 0.79246 | 0 | 867.4385 | 12.8785 | 0 | 10.2231 | 0 | 0 | 53.376 | 0 | 0 | 867.4385 | 12.8785 | 0 | 10.2231 | 0 | 0 | 0.015849 | 0.034299
2018-08-05 07:00 | 8 | 7 | 1 | 1 | 0 | 0.038112 | 61.9655 | 61.9655 | 1.9056 | 16.2515 | 9.7834 | 12.9006 | 12.9006 | 1007.0298 | 1.9056 | 0 | 976.0613 | 30.9685 | 0 | 24.5832 | 0 | 0 | 60.0599 | 0 | 0 | 976.0613 | 30.9685 | 0 | 24.5832 | 0 | 0 | 0.038112 | 0.19364
2018-08-05 08:00 | 8 | 8 | 1 | 1 | 0 | 0.02865 | 62.9722 | 62.9722 | 1.4325 | 16.2515 | 9.7834 | 12.9006 | 12.9006 | 1023.3908 | 1.4325 | 0 | 1000.1105 | 23.2803 | 0 | 18.4802 | 0 | 0 | 61.5397 | 0 | 0 | 1000.1105 | 23.2803 | 0 | 18.4802 | 0 | 0 | 0.02865 | 0.38316
2018-08-05 09:00 | 8 | 9 | 1 | 1 | 0 | 0.076502 | 67.1081 | 67.1081 | 3.8251 | 16.2515 | 9.7834 | 12.9006 | 12.9006 | 1090.6042 | 3.8251 | 0 | 1028.4407 | 62.1635 | 0 | 49.3461 | 0 | 0 | 63.283 | 0 | 0 | 1028.4407 | 62.1635 | 0 | 49.3461 | 0 | 0 | 0.076502 | 0.52597
2018-08-05 10:00 | 8 | 10 | 1 | 1 | 0 | 0.16571 | 73.9362 | 73.9362 | 8.2856 | 16.2515 | 9.7834 | 12.9006 | 12.9006 | 1201.5713 | 8.2856 | 0 | 1066.9182 | 134.6531 | 0 | 106.8891 | 0 | 0 | 65.6506 | 0 | 0 | 1066.9182 | 134.6531 | 0 | 106.8891 | 0 | 0 | 0.16571 | 0.63345
2018-08-05 11:00 | 8 | 11 | 1 | 1 | 1 | 0.19565 | 76.626 | 76.626 | 9.7826 | 16.2515 | 9.7834 | 12.9006 | 12.9006 | 1245.2849 | 9.7826 | 0 | 1086.3034 | 158.9815 | 0 | 126.2013 | 0 | 0 | 66.8434 | 0 | 0 | 1086.3034 | 158.9815 | 0 | 126.2013 | 0 | 0 | 0.19565 | 0.69857
2018-08-05 12:00 | 8 | 12 | 1 | 1 | 1 | 0.21622 | 85.2137 | 85.2137 | 10.8108 | 16.2515 | 9.7834 | 12.9006 | 12.9006 | 1384.8468 | 10.8108 | 0 | 1209.1555 | 175.6912 | 0 | 139.4657 | 0 | 0 | 74.4029 | 0 | 0 | 1209.1555 | 175.6912 | 0 | 139.4657 | 0 | 0 | 0.21622 | 0.70366
2018-08-05 13:00 | 8 | 13 | 1 | 1 | 1 | 0.19811 | 92.862 | 92.862 | 9.9057 | 16.2515 | 9.7834 | 12.9006 | 12.9006 | 1509.1427 | 9.9057 | 0 | 1348.1615 | 160.9812 | 0 | 127.7887 | 0 | 0 | 82.9563 | 0 | 0 | 1348.1615 | 160.9812 | 0 | 127.7887 | 0 | 0 | 0.19811 | 0.62705
2018-08-05 14:00 | 8 | 14 | 1 | 1 | 1 | 0.18608 | 93.1643 | 93.1643 | 9.3041 | 16.2515 | 9.7834 | 12.9006 | 12.9006 | 1514.0549 | 9.3041 | 0 | 1362.8505 | 151.2044 | 0 | 120.0277 | 0 | 0 | 83.8602 | 0 | 0 | 1362.8505 | 151.2044 | 0 | 120.0277 | 0 | 0 | 0.18608 | 0.55212
2018-08-05 15:00 | 8 | 15 | 1 | 1 | 1 | 0.1166 | 96.7427 | 96.7427 | 5.83 | 16.2515 | 9.7834 | 12.9006 | 12.9006 | 1572.2094 | 5.83 | 0 | 1477.4634 | 94.746 | 0 | 75.2104 | 0 | 0 | 90.9127 | 0 | 0 | 1477.4634 | 94.746 | 0 | 75.2104 | 0 | 0 | 0.1166 | 0.34581
2018-08-05 16:00 | 8 | 16 | 1 | 1 | 1 | 0.11622 | 99.1134 | 99.1134 | 5.8112 | 16.2515 | 9.7834 | 12.9006 | 12.9006 | 1610.7365 | 5.8112 | 0 | 1516.2952 | 94.4413 | 0 | 74.9685 | 0 | 0 | 93.3021 | 0 | 0 | 1516.2952 | 94.4413 | 0 | 74.9685 | 0 | 0 | 0.11622 | 0.34075
2018-08-05 17:00 | 8 | 17 | 1 | 1 | 1 | 0.065429 | 64.136 | 64.136 | 3.2715 | 16.2515 | 9.7834 | 12.9006 | 12.9006 | 1042.3028 | 3.2715 | 0 | 989.1367 | 53.1661 | 0 | 42.2038 | 0 | 0 | 60.8645 | 0 | 0 | 989.1367 | 53.1661 | 0 | 42.2038 | 0 | 0 | 0.065429 | 0.19828
2018-08-05 18:00 | 8 | 18 | 1 | 1 | 1 | 0.0073893 | 57.6495 | 57.6495 | 0.36947 | 16.2515 | 9.7834 | 12.9006 | 12.9006 | 936.8885 | 0.36947 | 0 | 930.8841 | 6.0044 | 0 | 4.7663 | 0 | 0 | 57.28 | 0 | 0 | 930.8841 | 6.0044 | 0 | 4.7663 | 0 | 0 | 0.0073893 | 0.072462
2018-08-05 19:00 | 8 | 19 | 1 | 1 | 0 | 0 | 55.2068 | 55.2068 | 0 | 16.2515 | 9.7834 | 12.9006 | 12.9006 | 897.1902 | 0 | 0 | 897.1902 | 0 | 0 | 0 | 0 | 0 | 55.2068 | 0 | 0 | 897.1902 | 0 | 0 | 0 | 0 | 0 | 0 | 0.0043203
2018-08-05 20:00 | 8 | 20 | 1 | 1 | 0 | 0 | 69.2463 | 69.2463 | 0 | 16.2515 | 9.7834 | 12.9006 | 12.9006 | 1125.3527 | 0 | 0 | 1125.3527 | 0 | 0 | 0 | 0 | 0 | 69.2463 | 0 | 0 | 1125.3527 | 0 | 0 | 0 | 0 | 0 | 0 | 0
2018-08-05 21:00 | 8 | 21 | 1 | 1 | 0 | 0 | 67.5515 | 67.5515 | 0 | 16.2515 | 9.7834 | 12.9006 | 12.9006 | 1097.8102 | 0 | 0 | 1097.8102 | 0 | 0 | 0 | 0 | 0 | 67.5515 | 0 | 0 | 1097.8102 | 0 | 0 | 0 | 0 | 0 | 0 | 0
2018-08-05 22:00 | 8 | 22 | 1 | 1 | 0 | 0 | 66.329 | 66.329 | 0 | 16.2515 | 9.7834 | 12.9006 | 12.9006 | 1077.9426 | 0 | 0 | 1077.9426 | 0 | 0 | 0 | 0 | 0 | 66.329 | 0 | 0 | 1077.9426 | 0 | 0 | 0 | 0 | 0 | 0 | 0
2018-08-05 23:00 | 8 | 23 | 1 | 1 | 0 | 0 | 64.6056 | 64.6056 | 0 | 16.2515 | 9.7834 | 12.9006 | 12.9006 | 1049.9356 | 0 | 0 | 1049.9356 | 0 | 0 | 0 | 0 | 0 | 64.6056 | 0 | 0 | 1049.9356 | 0 | 0 | 0 | 0 | 0 | 0 | 0
2018-08-06 | 8 | 0 | 2 | 1 | 0 | 0 | 65.0946 | 65.0946 | 0 | 16.2515 | 9.7834 | 12.9006 | 12.9006 | 1057.8825 | 0 | 0 | 1057.8825 | 0 | 0 | 0 | 0 | 0 | 65.0946 | 0 | 0 | 1057.8825 | 0 | 0 | 0 | 0 | 0 | 0 | 0
2018-08-06 01:00 | 8 | 1 | 2 | 1 | 0 | 0 | 65.4954 | 65.4954 | 0 | 16.2515 | 9.7834 | 12.9006 | 12.9006 | 1064.3955 | 0 | 0 | 1064.3955 | 0 | 0 | 0 | 0 | 0 | 65.4954 | 0 | 0 | 1064.3955 | 0 | 0 | 0 | 0 | 0 | 0 | 0
2018-08-06 02:00 | 8 | 2 | 2 | 1 | 0 | 0 | 66.5302 | 66.5302 | 0 | 16.2515 | 9.7834 | 12.9006 | 12.9006 | 1081.2131 | 0 | 0 | 1081.2131 | 0 | 0 | 0 | 0 | 0 | 66.5302 | 0 | 0 | 1081.2131 | 0 | 0 | 0 | 0 | 0 | 0 | 0
2018-08-06 03:00 | 8 | 3 | 2 | 1 | 0 | 0 | 69.7771 | 69.7771 | 0 | 16.2515 | 9.7834 | 12.9006 | 12.9006 | 1133.9793 | 0 | 0 | 1133.9793 | 0 | 0 | 0 | 0 | 0 | 69.7771 | 0 | 0 | 1133.9793 | 0 | 0 | 0 | 0 | 0 | 0 | 0
2018-08-06 04:00 | 8 | 4 | 2 | 1 | 0 | 0 | 76.4381 | 76.4381 | 0 | 16.2515 | 9.7834 | 12.9006 | 12.9006 | 1242.2303 | 0 | 0 | 1242.2303 | 0 | 0 | 0 | 0 | 0 | 76.4381 | 0 | 0 | 1242.2303 | 0 | 0 | 0 | 0 | 0 | 0 | 0
2018-08-06 05:00 | 8 | 5 | 2 | 1 | 0 | 0 | 82.9532 | 82.9532 | 0 | 16.2515 | 9.7834 | 12.9006 | 12.9006 | 1348.1107 | 0 | 0 | 1348.1107 | 0 | 0 | 0 | 0 | 0 | 82.9532 | 0 | 0 | 1348.1107 | 0 | 0 | 0 | 0 | 0 | 0 | 0
2018-08-06 06:00 | 8 | 6 | 2 | 1 | 0 | 0.010487 | 97.3425 | 97.3425 | 0.52436 | 16.2515 | 9.7834 | 12.9006 | 12.9006 | 1581.957 | 0.52436 | 0 | 1573.4354 | 8.5216 | 0 | 6.7646 | 0 | 0 | 96.8181 | 0 | 0 | 1573.4354 | 8.5216 | 0 | 6.7646 | 0 | 0 | 0.010487 | 0.03618
2018-08-06 07:00 | 8 | 7 | 2 | 1 | 0 | 0.1377 | 119.7856 | 119.7856 | 6.885 | 16.2515 | 9.7834 | 12.9006 | 12.9006 | 1946.6901 | 6.885 | 0 | 1834.7988 | 111.8913 | 0 | 88.8205 | 0 | 0 | 112.9006 | 0 | 0 | 1834.7988 | 111.8913 | 0 | 88.8205 | 0 | 0 | 0.1377 | 0.16833
2018-08-06 08:00 | 8 | 8 | 2 | 1 | 0 | 0.087936 | 142.8706 | 142.8706 | 4.3968 | 16.2515 | 9.7834 | 12.9006 | 12.9006 | 2321.8546 | 4.3968 | 0 | 2250.4006 | 71.4541 | 0 | 56.721 | 0 | 0 | 138.4738 | 0 | 0 | 2250.4006 | 71.4541 | 0 | 56.721 | 0 | 0 | 0.087936 | 0.26256
2018-08-06 09:00 | 8 | 9 | 2 | 1 | 0 | 0.21388 | 164.9715 | 164.9715 | 10.6939 | 16.2515 | 9.7834 | 12.9006 | 12.9006 | 2681.0274 | 10.6939 | 0 | 2507.2368 | 173.7906 | 0 | 137.957 | 0 | 0 | 154.2777 | 0 | 0 | 2507.2368 | 173.7906 | 0 | 137.957 | 0 | 0 | 0.21388 | 0.3538
2018-08-06 10:00 | 8 | 10 | 2 | 1 | 0 | 0.20292 | 189.6783 | 189.6783 | 10.1462 | 16.2515 | 9.7834 | 12.9006 | 12.9006 | 3082.5491 | 10.1462 | 0 | 2917.6586 | 164.8905 | 0 | 130.8919 | 0 | 0 | 179.5321 | 0 | 0 | 2917.6586 | 164.8905 | 0 | 130.8919 | 0 | 0 | 0.20292 | 0.43966
2018-08-06 11:00 | 8 | 11 | 2 | 1 | 1 | 0.37406 | 207.3058 | 207.3058 | 18.7031 | 16.2515 | 9.7834 | 12.9006 | 12.9006 | 3369.0204 | 18.7031 | 0 | 3065.0678 | 303.9526 | 0 | 241.281 | 0 | 0 | 188.6027 | 0 | 0 | 3065.0678 | 303.9526 | 0 | 241.281 | 0 | 0 | 0.37406 | 0.5818
2018-08-06 12:00 | 8 | 12 | 2 | 1 | 1 | 0.39356 | 218.9022 | 218.9022 | 19.6781 | 16.2515 | 9.7834 | 12.9006 | 12.9006 | 3557.4791 | 19.6781 | 0 | 3237.6813 | 319.7978 | 0 | 253.8591 | 0 | 0 | 199.2241 | 0 | 0 | 3237.6813 | 319.7978 | 0 | 253.8591 | 0 | 0 | 0.39356 | 0.51368
2018-08-06 13:00 | 8 | 13 | 2 | 1 | 1 | 0.39584 | 224.7226 | 224.7226 | 19.7921 | 16.2515 | 9.7834 | 12.9006 | 12.9006 | 3652.0688 | 19.7921 | 0 | 3330.4176 | 321.6513 | 0 | 255.3304 | 0 | 0 | 204.9304 | 0 | 0 | 3330.4176 | 321.6513 | 0 | 255.3304 | 0 | 0 | 0.39584 | 0.45694
2018-08-06 14:00 | 8 | 14 | 2 | 1 | 1 | 0.3876 | 216.4442 | 216.4442 | 19.3799 | 16.2515 | 9.7834 | 12.9006 | 12.9006 | 3517.5334 | 19.3799 | 0 | 3202.5818 | 314.9516 | 0 | 250.0121 | 0 | 0 | 197.0643 | 0 | 0 | 3202.5818 | 314.9516 | 0 | 250.0121 | 0 | 0 | 0.3876 | 0.43449
2018-08-06 15:00 | 8 | 15 | 2 | 1 | 1 | 0.3392 | 197.7029 | 197.7029 | 16.96 | 16.2515 | 9.7834 | 12.9006 | 12.9006 | 3212.96 | 16.96 | 0 | 2937.3353 | 275.6247 | 0 | 218.794 | 0 | 0 | 180.7429 | 0 | 0 | 2937.3353 | 275.6247 | 0 | 218.794 | 0 | 0 | 0.3392 | 0.43901
2018-08-06 16:00 | 8 | 16 | 2 | 1 | 1 | 0.27777 | 178.8896 | 178.8896 | 13.8884 | 16.2515 | 9.7834 | 12.9006 | 12.9006 | 2907.2168 | 13.8884 | 0 | 2681.5101 | 225.7067 | 0 | 179.1685 | 0 | 0 | 165.0012 | 0 | 0 | 2681.5101 | 225.7067 | 0 | 179.1685 | 0 | 0 | 0.27777 | 0.30346
2018-08-06 17:00 | 8 | 17 | 2 | 1 | 1 | 0.023165 | 108.9762 | 108.9762 | 1.1582 | 16.2515 | 9.7834 | 12.9006 | 12.9006 | 1771.0225 | 1.1582 | 0 | 1752.1995 | 18.823 | 0 | 14.9419 | 0 | 0 | 107.818 | 0 | 0 | 1752.1995 | 18.823 | 0 | 14.9419 | 0 | 0 | 0.023165 | 0.16233
2018-08-06 18:00 | 8 | 18 | 2 | 1 | 1 | 0.046884 | 82.844 | 82.844 | 2.3442 | 16.2515 | 9.7834 | 12.9006 | 12.9006 | 1346.3349 | 2.3442 | 0 | 1308.2386 | 38.0963 | 0 | 30.2412 | 0 | 0 | 80.4998 | 0 | 0 | 1308.2386 | 38.0963 | 0 | 30.2412 | 0 | 0 | 0.046884 | 0.042055
2018-08-06 19:00 | 8 | 19 | 2 | 1 | 0 | 0 | 79.2862 | 79.2862 | 0 | 16.2515 | 9.7834 | 12.9006 | 12.9006 | 1288.5155 | 0 | 0 | 1288.5155 | 0 | 0 | 0 | 0 | 0 | 79.2862 | 0 | 0 | 1288.5155 | 0 | 0 | 0 | 0 | 0 | 0 | 0.0010853
2018-08-06 20:00 | 8 | 20 | 2 | 1 | 0 | 0 | 85.4759 | 85.4759 | 0 | 16.2515 | 9.7834 | 12.9006 | 12.9006 | 1389.1071 | 0 | 0 | 1389.1071 | 0 | 0 | 0 | 0 | 0 | 85.4759 | 0 | 0 | 1389.1071 | 0 | 0 | 0 | 0 | 0 | 0 | 0
2018-08-06 21:00 | 8 | 21 | 2 | 1 | 0 | 0 | 77.2724 | 77.2724 | 0 | 16.2515 | 9.7834 | 12.9006 | 12.9006 | 1255.7887 | 0 | 0 | 1255.7887 | 0 | 0 | 0 | 0 | 0 | 77.2724 | 0 | 0 | 1255.7887 | 0 | 0 | 0 | 0 | 0 | 0 | 0
2018-08-06 22:00 | 8 | 22 | 2 | 1 | 0 | 0 | 71.3114 | 71.3114 | 0 | 16.2515 | 9.7834 | 12.9006 | 12.9006 | 1158.9135 | 0 | 0 | 1158.9135 | 0 | 0 | 0 | 0 | 0 | 71.3114 | 0 | 0 | 1158.9135 | 0 | 0 | 0 | 0 | 0 | 0 | 0
2018-08-06 23:00 | 8 | 23 | 2 | 1 | 0 | 0 | 69.1675 | 69.1675 | 0 | 16.2515 | 9.7834 | 12.9006 | 12.9006 | 1124.073 | 0 | 0 | 1124.073 | 0 | 0 | 0 | 0 | 0 | 69.1675 | 0 | 0 | 1124.073 | 0 | 0 | 0 | 0 | 0 | 0 | 0
2018-08-07 | 8 | 0 | 3 | 1 | 0 | 0 | 68.8348 | 68.8348 | 0 | 16.2515 | 9.7834 | 12.9006 | 12.9006 | 1118.6656 | 0 | 0 | 1118.6656 | 0 | 0 | 0 | 0 | 0 | 68.8348 | 0 | 0 | 1118.6656 | 0 | 0 | 0 | 0 | 0 | 0 | 0
2018-08-07 01:00 | 8 | 1 | 3 | 1 | 0 | 0 | 68.6019 | 68.6019 | 0 | 16.2515 | 9.7834 | 12.9006 | 12.9006 | 1114.8804 | 0 | 0 | 1114.8804 | 0 | 0 | 0 | 0 | 0 | 68.6019 | 0 | 0 | 1114.8804 | 0 | 0 | 0 | 0 | 0 | 0 | 0
2018-08-07 02:00 | 8 | 2 | 3 | 1 | 0 | 0 | 69.8677 | 69.8677 | 0 | 16.2515 | 9.7834 | 12.9006 | 12.9006 | 1135.4518 | 0 | 0 | 1135.4518 | 0 | 0 | 0 | 0 | 0 | 69.8677 | 0 | 0 | 1135.4518 | 0 | 0 | 0 | 0 | 0 | 0 | 0
2018-08-07 03:00 | 8 | 3 | 3 | 1 | 0 | 0 | 72.6015 | 72.6015 | 0 | 16.2515 | 9.7834 | 12.9006 | 12.9006 | 1179.8804 | 0 | 0 | 1179.8804 | 0 | 0 | 0 | 0 | 0 | 72.6015 | 0 | 0 | 1179.8804 | 0 | 0 | 0 | 0 | 0 | 0 | 0
2018-08-07 04:00 | 8 | 4 | 3 | 1 | 0 | 0 | 79.0562 | 79.0562 | 0 | 16.2515 | 9.7834 | 12.9006 | 12.9006 | 1284.7782 | 0 | 0 | 1284.7782 | 0 | 0 | 0 | 0 | 0 | 79.0562 | 0 | 0 | 1284.7782 | 0 | 0 | 0 | 0 | 0 | 0 | 0
2018-08-07 05:00 | 8 | 5 | 3 | 1 | 0 | 0 | 86.7605 | 86.7605 | 0 | 16.2515 | 9.7834 | 12.9006 | 12.9006 | 1409.9847 | 0 | 0 | 1409.9847 | 0 | 0 | 0 | 0 | 0 | 86.7605 | 0 | 0 | 1409.9847 | 0 | 0 | 0 | 0 | 0 | 0 | 0
2018-08-07 06:00 | 8 | 6 | 3 | 1 | 0 | 0.021467 | 107.4917 | 107.4917 | 1.0734 | 16.2515 | 9.7834 | 12.9006 | 12.9006 | 1746.8974 | 1.0734 | 0 | 1729.4539 | 17.4436 | 0 | 13.8469 | 0 | 0 | 106.4184 | 0 | 0 | 1729.4539 | 17.4436 | 0 | 13.8469 | 0 | 0 | 0.021467 | 0.038592
2018-08-07 07:00 | 8 | 7 | 3 | 1 | 0 | 0.089369 | 131.8718 | 131.8718 | 4.4684 | 16.2515 | 9.7834 | 12.9006 | 12.9006 | 2143.1094 | 4.4684 | 0 | 2070.4907 | 72.6187 | 0 | 57.6455 | 0 | 0 | 127.4034 | 0 | 0 | 2070.4907 | 72.6187 | 0 | 57.6455 | 0 | 0 | 0.089369 | 0.18507
2018-08-07 08:00 | 8 | 8 | 3 | 1 | 0 | 0.21047 | 158.8091 | 158.8091 | 10.5235 | 16.2515 | 9.7834 | 12.9006 | 12.9006 | 2580.8794 | 10.5235 | 0 | 2409.8572 | 171.0222 | 0 | 135.7593 | 0 | 0 | 148.2856 | 0 | 0 | 2409.8572 | 171.0222 | 0 | 135.7593 | 0 | 0 | 0.21047 | 0.32385
2018-08-07 09:00 | 8 | 9 | 3 | 1 | 0 | 0.26979 | 187.2762 | 187.2762 | 13.4894 | 16.2515 | 9.7834 | 12.9006 | 12.9006 | 3043.5112 | 13.4894 | 0 | 2824.288 | 219.2232 | 0 | 174.0218 | 0 | 0 | 173.7868 | 0 | 0 | 2824.288 | 219.2232 | 0 | 174.0218 | 0 | 0 | 0.26979 | 0.47993
2018-08-07 10:00 | 8 | 10 | 3 | 1 | 0 | 0.32868 | 216.7844 | 216.7844 | 16.4342 | 16.2515 | 9.7834 | 12.9006 | 12.9006 | 3523.0622 | 16.4342 | 0 | 3255.9826 | 267.0797 | 0 | 212.0108 | 0 | 0 | 200.3502 | 0 | 0 | 3255.9826 | 267.0797 | 0 | 212.0108 | 0 | 0 | 0.32868 | 0.38267
2018-08-07 11:00 | 8 | 11 | 3 | 1 | 1 | 0.30192 | 238.3997 | 238.3997 | 15.096 | 16.2515 | 9.7834 | 12.9006 | 12.9006 | 3874.3423 | 15.096 | 0 | 3629.0103 | 245.332 | 0 | 194.7473 | 0 | 0 | 223.3037 | 0 | 0 | 3629.0103 | 245.332 | 0 | 194.7473 | 0 | 0 | 0.30192 | 0.5495
2018-08-07 12:00 | 8 | 12 | 3 | 1 | 1 | 0.28342 | 249.9624 | 249.9624 | 14.171 | 16.2515 | 9.7834 | 12.9006 | 12.9006 | 4062.2536 | 14.171 | 0 | 3831.9542 | 230.2994 | 0 | 182.8142 | 0 | 0 | 235.7914 | 0 | 0 | 3831.9542 | 230.2994 | 0 | 182.8142 | 0 | 0 | 0.28342 | 0.49531
2018-08-07 13:00 | 8 | 13 | 3 | 1 | 1 | 0.44266 | 252.2877 | 252.2877 | 22.1329 | 16.2515 | 9.7834 | 12.9006 | 12.9006 | 4100.0418 | 22.1329 | 0 | 3740.35 | 359.6919 | 0 | 285.5274 | 0 | 0 | 230.1548 | 0 | 0 | 3740.35 | 359.6919 | 0 | 285.5274 | 0 | 0 | 0.44266 | 0.55185
2018-08-07 14:00 | 8 | 14 | 3 | 1 | 1 | 0.3712 | 243.8957 | 243.8957 | 18.56 | 16.2515 | 9.7834 | 12.9006 | 12.9006 | 3963.6605 | 18.56 | 0 | 3662.0343 | 301.6262 | 0 | 239.4343 | 0 | 0 | 225.3358 | 0 | 0 | 3662.0343 | 301.6262 | 0 | 239.4343 | 0 | 0 | 0.3712 | 0.55995
2018-08-07 15:00 | 8 | 15 | 3 | 1 | 1 | 0.39385 | 225.6271 | 225.6271 | 19.6927 | 16.2515 | 9.7834 | 12.9006 | 12.9006 | 3666.7682 | 19.6927 | 0 | 3346.734 | 320.0342 | 0 | 254.0468 | 0 | 0 | 205.9344 | 0 | 0 | 3346.734 | 320.0342 | 0 | 254.0468 | 0 | 0 | 0.39385 | 0.41335
2018-08-07 16:00 | 8 | 16 | 3 | 1 | 1 | 0.31682 | 201.6444 | 201.6444 | 15.841 | 16.2515 | 9.7834 | 12.9006 | 12.9006 | 3277.0147 | 15.841 | 0 | 3019.5753 | 257.4393 | 0 | 204.3582 | 0 | 0 | 185.8034 | 0 | 0 | 3019.5753 | 257.4393 | 0 | 204.3582 | 0 | 0 | 0.31682 | 0.3752
2018-08-07 17:00 | 8 | 17 | 3 | 1 | 1 | 0.19386 | 121.9903 | 121.9903 | 9.6931 | 16.2515 | 9.7834 | 12.9006 | 12.9006 | 1982.5205 | 9.6931 | 0 | 1824.9935 | 157.527 | 0 | 125.0467 | 0 | 0 | 112.2972 | 0 | 0 | 1824.9935 | 157.527 | 0 | 125.0467 | 0 | 0 | 0.19386 | 0.19055
2018-08-07 18:00 | 8 | 18 | 3 | 1 | 1 | 0.053388 | 91.9917 | 91.9917 | 2.6694 | 16.2515 | 9.7834 | 12.9006 | 12.9006 | 1494.9992 | 2.6694 | 0 | 1451.6172 | 43.382 | 0 | 34.4371 | 0 | 0 | 89.3223 | 0 | 0 | 1451.6172 | 43.382 | 0 | 34.4371 | 0 | 0 | 0.053388 | 0.074103
2018-08-07 19:00 | 8 | 19 | 3 | 1 | 0 | 0 | 86.5316 | 86.5316 | 0 | 16.2515 | 9.7834 | 12.9006 | 12.9006 | 1406.265 | 0 | 0 | 1406.265 | 0 | 0 | 0 | 0 | 0 | 86.5316 | 0 | 0 | 1406.265 | 0 | 0 | 0 | 0 | 0 | 0 | 0.0021447
2018-08-07 20:00 | 8 | 20 | 3 | 1 | 0 | 0 | 90.6541 | 90.6541 | 0 | 16.2515 | 9.7834 | 12.9006 | 12.9006 | 1473.2604 | 0 | 0 | 1473.2604 | 0 | 0 | 0 | 0 | 0 | 90.6541 | 0 | 0 | 1473.2604 | 0 | 0 | 0 | 0 | 0 | 0 | 0
2018-08-07 21:00 | 8 | 21 | 3 | 1 | 0 | 0 | 80.0181 | 80.0181 | 0 | 16.2515 | 9.7834 | 12.9006 | 12.9006 | 1300.4101 | 0 | 0 | 1300.4101 | 0 | 0 | 0 | 0 | 0 | 80.0181 | 0 | 0 | 1300.4101 | 0 | 0 | 0 | 0 | 0 | 0 | 0
2018-08-07 22:00 | 8 | 22 | 3 | 1 | 0 | 0 | 73.6034 | 73.6034 | 0 | 16.2515 | 9.7834 | 12.9006 | 12.9006 | 1196.1626 | 0 | 0 | 1196.1626 | 0 | 0 | 0 | 0 | 0 | 73.6034 | 0 | 0 | 1196.1626 | 0 | 0 | 0 | 0 | 0 | 0 | 0
2018-08-07 23:00 | 8 | 23 | 3 | 1 | 0 | 0 | 70.9236 | 70.9236 | 0 | 16.2515 | 9.7834 | 12.9006 | 12.9006 | 1152.6126 | 0 | 0 | 1152.6126 | 0 | 0 | 0 | 0 | 0 | 70.9236 | 0 | 0 | 1152.6126 | 0 | 0 | 0 | 0 | 0 | 0 | 0
2018-08-08 | 8 | 0 | 4 | 1 | 0 | 0 | 70.1601 | 70.1601 | 0 | 16.2515 | 9.7834 | 12.9006 | 12.9006 | 1140.204 | 0 | 0 | 1140.204 | 0 | 0 | 0 | 0 | 0 | 70.1601 | 0 | 0 | 1140.204 | 0 | 0 | 0 | 0 | 0 | 0 | 0
2018-08-08 01:00 | 8 | 1 | 4 | 1 | 0 | 0 | 69.6236 | 69.6236 | 0 | 16.2515 | 9.7834 | 12.9006 | 12.9006 | 1131.4846 | 0 | 0 | 1131.4846 | 0 | 0 | 0 | 0 | 0 | 69.6236 | 0 | 0 | 1131.4846 | 0 | 0 | 0 | 0 | 0 | 0 | 0
2018-08-08 02:00 | 8 | 2 | 4 | 1 | 0 | 0 | 70.3316 | 70.3316 | 0 | 16.2515 | 9.7834 | 12.9006 | 12.9006 | 1142.991 | 0 | 0 | 1142.991 | 0 | 0 | 0 | 0 | 0 | 70.3316 | 0 | 0 | 1142.991 | 0 | 0 | 0 | 0 | 0 | 0 | 0
2018-08-08 03:00 | 8 | 3 | 4 | 1 | 0 | 0 | 72.8034 | 72.8034 | 0 | 16.2515 | 9.7834 | 12.9006 | 12.9006 | 1183.1607 | 0 | 0 | 1183.1607 | 0 | 0 | 0 | 0 | 0 | 72.8034 | 0 | 0 | 1183.1607 | 0 | 0 | 0 | 0 | 0 | 0 | 0
2018-08-08 04:00 | 8 | 4 | 4 | 1 | 0 | 0 | 79.4571 | 79.4571 | 0 | 16.2515 | 9.7834 | 12.9006 | 12.9006 | 1291.2943 | 0 | 0 | 1291.2943 | 0 | 0 | 0 | 0 | 0 | 79.4571 | 0 | 0 | 1291.2943 | 0 | 0 | 0 | 0 | 0 | 0 | 0
2018-08-08 05:00 | 8 | 5 | 4 | 1 | 0 | 0 | 87.1473 | 87.1473 | 0 | 16.2515 | 9.7834 | 12.9006 | 12.9006 | 1416.2699 | 0 | 0 | 1416.2699 | 0 | 0 | 0 | 0 | 0 | 87.1473 | 0 | 0 | 1416.2699 | 0 | 0 | 0 | 0 | 0 | 0 | 0
2018-08-08 06:00 | 8 | 6 | 4 | 1 | 0 | 0.033111 | 108.8497 | 108.8497 | 1.6555 | 16.2515 | 9.7834 | 12.9006 | 12.9006 | 1768.967 | 1.6555 | 0 | 1742.062 | 26.9049 | 0 | 21.3574 | 0 | 0 | 107.1942 | 0 | 0 | 1742.062 | 26.9049 | 0 | 21.3574 | 0 | 0 | 0.033111 | 0.027657
2018-08-08 07:00 | 8 | 7 | 4 | 1 | 0 | 0.1597 | 133.1304 | 133.1304 | 7.9852 | 16.2515 | 9.7834 | 12.9006 | 12.9006 | 2163.5624 | 7.9852 | 0 | 2033.7913 | 129.7711 | 0 | 103.0138 | 0 | 0 | 125.1452 | 0 | 0 | 2033.7913 | 129.7711 | 0 | 103.0138 | 0 | 0 | 0.1597 | 0.089754
2018-08-08 08:00 | 8 | 8 | 4 | 1 | 0 | 0.32101 | 160.5333 | 160.5333 | 16.0504 | 16.2515 | 9.7834 | 12.9006 | 12.9006 | 2608.9001 | 16.0504 | 0 | 2348.0569 | 260.8432 | 0 | 207.0602 | 0 | 0 | 144.4829 | 0 | 0 | 2348.0569 | 260.8432 | 0 | 207.0602 | 0 | 0 | 0.32101 | 0.21123
2018-08-08 09:00 | 8 | 9 | 4 | 1 | 0 | 0.28717 | 185.1691 | 185.1691 | 14.3587 | 16.2515 | 9.7834 | 12.9006 | 12.9006 | 3009.2668 | 14.3587 | 0 | 2775.9178 | 233.349 | 0 | 185.235 | 0 | 0 | 170.8104 | 0 | 0 | 2775.9178 | 233.349 | 0 | 185.235 | 0 | 0 | 0.28717 | 0.3938
2018-08-08 10:00 | 8 | 10 | 4 | 1 | 0 | 0.33473 | 208.996 | 208.996 | 16.7365 | 16.2515 | 9.7834 | 12.9006 | 12.9006 | 3396.49 | 16.7365 | 0 | 3124.4983 | 271.9917 | 0 | 215.91 | 0 | 0 | 192.2596 | 0 | 0 | 3124.4983 | 271.9917 | 0 | 215.91 | 0 | 0 | 0.33473 | 0.33608
2018-08-08 11:00 | 8 | 11 | 4 | 1 | 1 | 0.61918 | 225.5637 | 225.5637 | 30.9588 | 16.2515 | 9.7834 | 12.9006 | 12.9006 | 3665.7387 | 30.9588 | 0 | 3162.6139 | 503.1248 | 0 | 399.3861 | 0 | 0 | 194.605 | 0 | 0 | 3162.6139 | 503.1248 | 0 | 399.3861 | 0 | 0 | 0.61918 | 0.50593
2018-08-08 12:00 | 8 | 12 | 4 | 1 | 1 | 0.64535 | 237.4819 | 237.4819 | 32.2674 | 16.2515 | 9.7834 | 12.9006 | 12.9006 | 3859.4269 | 32.2674 | 0 | 3335.0347 | 524.3922 | 0 | 416.2684 | 0 | 0 | 205.2145 | 0 | 0 | 3335.0347 | 524.3922 | 0 | 416.2684 | 0 | 0 | 0.64535 | 0.41528
2018-08-08 13:00 | 8 | 13 | 4 | 1 | 1 | 0.63113 | 241.2442 | 241.2442 | 31.5563 | 16.2515 | 9.7834 | 12.9006 | 12.9006 | 3920.569 | 31.5563 | 0 | 3407.7339 | 512.835 | 0 | 407.0942 | 0 | 0 | 209.6879 | 0 | 0 | 3407.7339 | 512.835 | 0 | 407.0942 | 0 | 0 | 0.63113 | 0.2708
2018-08-08 14:00 | 8 | 14 | 4 | 1 | 1 | 0.57767 | 234.9181 | 234.9181 | 28.8834 | 16.2515 | 9.7834 | 12.9006 | 12.9006 | 3817.7608 | 28.8834 | 0 | 3348.3634 | 469.3973 | 0 | 372.6128 | 0 | 0 | 206.0347 | 0 | 0 | 3348.3634 | 469.3973 | 0 | 372.6128 | 0 | 0 | 0.57767 | 0.34127
2018-08-08 15:00 | 8 | 15 | 4 | 1 | 1 | 0.22358 | 215.0368 | 215.0368 | 11.1789 | 16.2515 | 9.7834 | 12.9006 | 12.9006 | 3494.6607 | 11.1789 | 0 | 3312.9881 | 181.6726 | 0 | 144.2137 | 0 | 0 | 203.8579 | 0 | 0 | 3312.9881 | 181.6726 | 0 | 144.2137 | 0 | 0 | 0.22358 | 0.27159
2018-08-08 16:00 | 8 | 16 | 4 | 1 | 1 | 0.31493 | 191.3908 | 191.3908 | 15.7464 | 16.2515 | 9.7834 | 12.9006 | 12.9006 | 3110.379 | 15.7464 | 0 | 2854.4779 | 255.9011 | 0 | 203.1372 | 0 | 0 | 175.6444 | 0 | 0 | 2854.4779 | 255.9011 | 0 | 203.1372 | 0 | 0 | 0.31493 | 0.21804
2018-08-08 17:00 | 8 | 17 | 4 | 1 | 1 | 0.1414 | 116.9164 | 116.9164 | 7.0701 | 16.2515 | 9.7834 | 12.9006 | 12.9006 | 1900.061 | 7.0701 | 0 | 1785.1616 | 114.8994 | 0 | 91.2084 | 0 | 0 | 109.8463 | 0 | 0 | 1785.1616 | 114.8994 | 0 | 91.2084 | 0 | 0 | 0.1414 | 0.1435
2018-08-08 18:00 | 8 | 18 | 4 | 1 | 1 | 0.057433 | 87.0026 | 87.0026 | 2.8716 | 16.2515 | 9.7834 | 12.9006 | 12.9006 | 1413.9186 | 2.8716 | 0 | 1367.2501 | 46.6685 | 0 | 37.046 | 0 | 0 | 84.1309 | 0 | 0 | 1367.2501 | 46.6685 | 0 | 37.046 | 0 | 0 | 0.057433 | 0.065249
2018-08-08 19:00 | 8 | 19 | 4 | 1 | 0 | 0.0015649 | 80.1853 | 80.1853 | 0.078244 | 16.2515 | 9.7834 | 12.9006 | 12.9006 | 1303.1273 | 0.078244 | 0 | 1301.8557 | 1.2716 | 0 | 1.0094 | 0 | 0 | 80.107 | 0 | 0 | 1301.8557 | 1.2716 | 0 | 1.0094 | 0 | 0 | 0.0015649 | 0.0010153
2018-08-08 20:00 | 8 | 20 | 4 | 1 | 0 | 0 | 88.0809 | 88.0809 | 0 | 16.2515 | 9.7834 | 12.9006 | 12.9006 | 1431.4427 | 0 | 0 | 1431.4427 | 0 | 0 | 0 | 0 | 0 | 88.0809 | 0 | 0 | 1431.4427 | 0 | 0 | 0 | 0 | 0 | 0 | 0
2018-08-08 21:00 | 8 | 21 | 4 | 1 | 0 | 0 | 79.8949 | 79.8949 | 0 | 16.2515 | 9.7834 | 12.9006 | 12.9006 | 1298.4087 | 0 | 0 | 1298.4087 | 0 | 0 | 0 | 0 | 0 | 79.8949 | 0 | 0 | 1298.4087 | 0 | 0 | 0 | 0 | 0 | 0 | 0
2018-08-08 22:00 | 8 | 22 | 4 | 1 | 0 | 0 | 73.2991 | 73.2991 | 0 | 16.2515 | 9.7834 | 12.9006 | 12.9006 | 1191.2179 | 0 | 0 | 1191.2179 | 0 | 0 | 0 | 0 | 0 | 73.2991 | 0 | 0 | 1191.2179 | 0 | 0 | 0 | 0 | 0 | 0 | 0
2018-08-08 23:00 | 8 | 23 | 4 | 1 | 0 | 0 | 71.3484 | 71.3484 | 0 | 16.2515 | 9.7834 | 12.9006 | 12.9006 | 1159.5148 | 0 | 0 | 1159.5148 | 0 | 0 | 0 | 0 | 0 | 71.3484 | 0 | 0 | 1159.5148 | 0 | 0 | 0 | 0 | 0 | 0 | 0
2018-08-09 | 8 | 0 | 5 | 1 | 0 | 0 | 71.1457 | 71.1457 | 0 | 16.2515 | 9.7834 | 12.9006 | 12.9006 | 1156.2212 | 0 | 0 | 1156.2212 | 0 | 0 | 0 | 0 | 0 | 71.1457 | 0 | 0 | 1156.2212 | 0 | 0 | 0 | 0 | 0 | 0 | 0
2018-08-09 01:00 | 8 | 1 | 5 | 1 | 0 | 0 | 71.2153 | 71.2153 | 0 | 16.2515 | 9.7834 | 12.9006 | 12.9006 | 1157.3516 | 0 | 0 | 1157.3516 | 0 | 0 | 0 | 0 | 0 | 71.2153 | 0 | 0 | 1157.3516 | 0 | 0 | 0 | 0 | 0 | 0 | 0
2018-08-09 02:00 | 8 | 2 | 5 | 1 | 0 | 0 | 71.5733 | 71.5733 | 0 | 16.2515 | 9.7834 | 12.9006 | 12.9006 | 1163.1709 | 0 | 0 | 1163.1709 | 0 | 0 | 0 | 0 | 0 | 71.5733 | 0 | 0 | 1163.1709 | 0 | 0 | 0 | 0 | 0 | 0 | 0
2018-08-09 03:00 | 8 | 3 | 5 | 1 | 0 | 0 | 74.2837 | 74.2837 | 0 | 16.2515 | 9.7834 | 12.9006 | 12.9006 | 1207.2182 | 0 | 0 | 1207.2182 | 0 | 0 | 0 | 0 | 0 | 74.2837 | 0 | 0 | 1207.2182 | 0 | 0 | 0 | 0 | 0 | 0 | 0
2018-08-09 04:00 | 8 | 4 | 5 | 1 | 0 | 0 | 80.9325 | 80.9325 | 0 | 16.2515 | 9.7834 | 12.9006 | 12.9006 | 1315.271 | 0 | 0 | 1315.271 | 0 | 0 | 0 | 0 | 0 | 80.9325 | 0 | 0 | 1315.271 | 0 | 0 | 0 | 0 | 0 | 0 | 0
2018-08-09 05:00 | 8 | 5 | 5 | 1 | 0 | 0 | 89.1123 | 89.1123 | 0 | 16.2515 | 9.7834 | 12.9006 | 12.9006 | 1448.2051 | 0 | 0 | 1448.2051 | 0 | 0 | 0 | 0 | 0 | 89.1123 | 0 | 0 | 1448.2051 | 0 | 0 | 0 | 0 | 0 | 0 | 0
2018-08-09 06:00 | 8 | 6 | 5 | 1 | 0 | 0.033389 | 114.3353 | 114.3353 | 1.6695 | 16.2515 | 9.7834 | 12.9006 | 12.9006 | 1858.1154 | 1.6695 | 0 | 1830.9841 | 27.1313 | 0 | 21.5371 | 0 | 0 | 112.6658 | 0 | 0 | 1830.9841 | 27.1313 | 0 | 21.5371 | 0 | 0 | 0.033389 | 0.034196
2018-08-09 07:00 | 8 | 7 | 5 | 1 | 0 | 0.15429 | 138.3808 | 138.3808 | 7.7146 | 16.2515 | 9.7834 | 12.9006 | 12.9006 | 2248.8902 | 7.7146 | 0 | 2123.5175 | 125.3727 | 0 | 99.5222 | 0 | 0 | 130.6663 | 0 | 0 | 2123.5175 | 125.3727 | 0 | 99.5222 | 0 | 0 | 0.15429 | 0.18131
2018-08-09 08:00 | 8 | 8 | 5 | 1 | 0 | 0.15756 | 165.7875 | 165.7875 | 7.8782 | 16.2515 | 9.7834 | 12.9006 | 12.9006 | 2694.288 | 7.8782 | 0 | 2566.2558 | 128.0322 | 0 | 101.6334 | 0 | 0 | 157.9093 | 0 | 0 | 2566.2558 | 128.0322 | 0 | 101.6334 | 0 | 0 | 0.15756 | 0.34732
2018-08-09 09:00 | 8 | 9 | 5 | 1 | 0 | 0.4335 | 193.0273 | 193.0273 | 21.6748 | 16.2515 | 9.7834 | 12.9006 | 12.9006 | 3136.9746 | 21.6748 | 0 | 2784.7276 | 352.2471 | 0 | 279.6177 | 0 | 0 | 171.3525 | 0 | 0 | 2784.7276 | 352.2471 | 0 | 279.6177 | 0 | 0 | 0.4335 | 0.39159
2018-08-09 10:00 | 8 | 10 | 5 | 1 | 0 | 0.52629 | 220.8325 | 220.8325 | 26.3147 | 16.2515 | 9.7834 | 12.9006 | 12.9006 | 3588.8492 | 26.3147 | 0 | 3161.1978 | 427.6514 | 0 | 339.4745 | 0 | 0 | 194.5178 | 0 | 0 | 3161.1978 | 427.6514 | 0 | 339.4745 | 0 | 0 | 0.52629 | 0.52501
2018-08-09 11:00 | 8 | 11 | 5 | 1 | 1 | 0.58503 | 238.653 | 238.653 | 29.2515 | 16.2515 | 9.7834 | 12.9006 | 12.9006 | 3878.4592 | 29.2515 | 0 | 3403.0789 | 475.3803 | 0 | 377.3622 | 0 | 0 | 209.4015 | 0 | 0 | 3403.0789 | 475.3803 | 0 | 377.3622 | 0 | 0 | 0.58503 | 0.6178
2018-08-09 12:00 | 8 | 12 | 5 | 1 | 1 | 0.60783 | 250.3752 | 250.3752 | 30.3913 | 16.2515 | 9.7834 | 12.9006 | 12.9006 | 4068.9613 | 30.3913 | 0 | 3575.0576 | 493.9037 | 0 | 392.0663 | 0 | 0 | 219.9838 | 0 | 0 | 3575.0576 | 493.9037 | 0 | 392.0663 | 0 | 0 | 0.60783 | 0.6125
2018-08-09 13:00 | 8 | 13 | 5 | 1 | 1 | 0.35399 | 254.5241 | 254.5241 | 17.6994 | 16.2515 | 9.7834 | 12.9006 | 12.9006 | 4136.3879 | 17.6994 | 0 | 3848.7469 | 287.641 | 0 | 228.3327 | 0 | 0 | 236.8247 | 0 | 0 | 3848.7469 | 287.641 | 0 | 228.3327 | 0 | 0 | 0.35399 | 0.5382
2018-08-09 14:00 | 8 | 14 | 5 | 1 | 1 | 0.43222 | 242.8729 | 242.8729 | 21.6111 | 16.2515 | 9.7834 | 12.9006 | 12.9006 | 3947.0384 | 21.6111 | 0 | 3595.8266 | 351.2119 | 0 | 278.7959 | 0 | 0 | 221.2618 | 0 | 0 | 3595.8266 | 351.2119 | 0 | 278.7959 | 0 | 0 | 0.43222 | 0.56813
2018-08-09 15:00 | 8 | 15 | 5 | 1 | 1 | 0.30868 | 219.4081 | 219.4081 | 15.4341 | 16.2515 | 9.7834 | 12.9006 | 12.9006 | 3565.7012 | 15.4341 | 0 | 3314.8746 | 250.8266 | 0 | 199.109 | 0 | 0 | 203.974 | 0 | 0 | 3314.8746 | 250.8266 | 0 | 199.109 | 0 | 0 | 0.30868 | 0.33237
2018-08-09 16:00 | 8 | 16 | 5 | 1 | 1 | 0.06859 | 197.0215 | 197.0215 | 3.4295 | 16.2515 | 9.7834 | 12.9006 | 12.9006 | 3201.8861 | 3.4295 | 0 | 3146.1516 | 55.7345 | 0 | 44.2427 | 0 | 0 | 193.592 | 0 | 0 | 3146.1516 | 55.7345 | 0 | 44.2427 | 0 | 0 | 0.06859 | 0.20464
2018-08-09 17:00 | 8 | 17 | 5 | 1 | 1 | 0.059296 | 116.5148 | 116.5148 | 2.9648 | 16.2515 | 9.7834 | 12.9006 | 12.9006 | 1893.5347 | 2.9648 | 0 | 1845.3527 | 48.1821 | 0 | 38.2475 | 0 | 0 | 113.55 | 0 | 0 | 1845.3527 | 48.1821 | 0 | 38.2475 | 0 | 0 | 0.059296 | 0.17673
2018-08-09 18:00 | 8 | 18 | 5 | 1 | 1 | 0.043802 | 90.4021 | 90.4021 | 2.1901 | 16.2515 | 9.7834 | 12.9006 | 12.9006 | 1469.1659 | 2.1901 | 0 | 1433.5738 | 35.5922 | 0 | 28.2534 | 0 | 0 | 88.212 | 0 | 0 | 1433.5738 | 35.5922 | 0 | 28.2534 | 0 | 0 | 0.043802 | 0.060374
2018-08-09 19:00 | 8 | 19 | 5 | 1 | 0 | 0 | 80.8453 | 80.8453 | 0 | 16.2515 | 9.7834 | 12.9006 | 12.9006 | 1313.8534 | 0 | 0 | 1313.8534 | 0 | 0 | 0 | 0 | 0 | 80.8453 | 0 | 0 | 1313.8534 | 0 | 0 | 0 | 0 | 0 | 0 | 0.001337
2018-08-09 20:00 | 8 | 20 | 5 | 1 | 0 | 0 | 87.0616 | 87.0616 | 0 | 16.2515 | 9.7834 | 12.9006 | 12.9006 | 1414.8777 | 0 | 0 | 1414.8777 | 0 | 0 | 0 | 0 | 0 | 87.0616 | 0 | 0 | 1414.8777 | 0 | 0 | 0 | 0 | 0 | 0 | 0
2018-08-09 21:00 | 8 | 21 | 5 | 1 | 0 | 0 | 79.0819 | 79.0819 | 0 | 16.2515 | 9.7834 | 12.9006 | 12.9006 | 1285.1962 | 0 | 0 | 1285.1962 | 0 | 0 | 0 | 0 | 0 | 79.0819 | 0 | 0 | 1285.1962 | 0 | 0 | 0 | 0 | 0 | 0 | 0
2018-08-09 22:00 | 8 | 22 | 5 | 1 | 0 | 0 | 71.2267 | 71.2267 | 0 | 16.2515 | 9.7834 | 12.9006 | 12.9006 | 1157.5375 | 0 | 0 | 1157.5375 | 0 | 0 | 0 | 0 | 0 | 71.2267 | 0 | 0 | 1157.5375 | 0 | 0 | 0 | 0 | 0 | 0 | 0
2018-08-09 23:00 | 8 | 23 | 5 | 1 | 0 | 0 | 68.7623 | 68.7623 | 0 | 16.2515 | 9.7834 | 12.9006 | 12.9006 | 1117.4872 | 0 | 0 | 1117.4872 | 0 | 0 | 0 | 0 | 0 | 68.7623 | 0 | 0 | 1117.4872 | 0 | 0 | 0 | 0 | 0 | 0 | 0
2018-08-10 | 8 | 0 | 6 | 1 | 0 | 0 | 68.4802 | 68.4802 | 0 | 16.2515 | 9.7834 | 12.9006 | 12.9006 | 1112.9026 | 0 | 0 | 1112.9026 | 0 | 0 | 0 | 0 | 0 | 68.4802 | 0 | 0 | 1112.9026 | 0 | 0 | 0 | 0 | 0 | 0 | 0
2018-08-10 01:00 | 8 | 1 | 6 | 1 | 0 | 0 | 68.302 | 68.302 | 0 | 16.2515 | 9.7834 | 12.9006 | 12.9006 | 1110.0068 | 0 | 0 | 1110.0068 | 0 | 0 | 0 | 0 | 0 | 68.302 | 0 | 0 | 1110.0068 | 0 | 0 | 0 | 0 | 0 | 0 | 0
2018-08-10 02:00 | 8 | 2 | 6 | 1 | 0 | 0 | 68.7566 | 68.7566 | 0 | 16.2515 | 9.7834 | 12.9006 | 12.9006 | 1117.3948 | 0 | 0 | 1117.3948 | 0 | 0 | 0 | 0 | 0 | 68.7566 | 0 | 0 | 1117.3948 | 0 | 0 | 0 | 0 | 0 | 0 | 0
2018-08-10 03:00 | 8 | 3 | 6 | 1 | 0 | 0 | 71.4142 | 71.4142 | 0 | 16.2515 | 9.7834 | 12.9006 | 12.9006 | 1160.5852 | 0 | 0 | 1160.5852 | 0 | 0 | 0 | 0 | 0 | 71.4142 | 0 | 0 | 1160.5852 | 0 | 0 | 0 | 0 | 0 | 0 | 0
2018-08-10 04:00 | 8 | 4 | 6 | 1 | 0 | 0 | 78.007 | 78.007 | 0 | 16.2515 | 9.7834 | 12.9006 | 12.9006 | 1267.7273 | 0 | 0 | 1267.7273 | 0 | 0 | 0 | 0 | 0 | 78.007 | 0 | 0 | 1267.7273 | 0 | 0 | 0 | 0 | 0 | 0 | 0
2018-08-10 05:00 | 8 | 5 | 6 | 1 | 0 | 0 | 86.2471 | 86.2471 | 0 | 16.2515 | 9.7834 | 12.9006 | 12.9006 | 1401.6406 | 0 | 0 | 1401.6406 | 0 | 0 | 0 | 0 | 0 | 86.2471 | 0 | 0 | 1401.6406 | 0 | 0 | 0 | 0 | 0 | 0 | 0
2018-08-10 06:00 | 8 | 6 | 6 | 1 | 0 | 0.023912 | 99.9964 | 99.9964 | 1.1956 | 16.2515 | 9.7834 | 12.9006 | 12.9006 | 1625.0867 | 1.1956 | 0 | 1605.6563 | 19.4305 | 0 | 15.4241 | 0 | 0 | 98.8008 | 0 | 0 | 1605.6563 | 19.4305 | 0 | 15.4241 | 0 | 0 | 0.023912 | 0.028287
2018-08-10 07:00 | 8 | 7 | 6 | 1 | 0 | 0.16502 | 115.4047 | 115.4047 | 8.2508 | 16.2515 | 9.7834 | 12.9006 | 12.9006 | 1875.4953 | 8.2508 | 0 | 1741.4077 | 134.0875 | 0 | 106.4402 | 0 | 0 | 107.1539 | 0 | 0 | 1741.4077 | 134.0875 | 0 | 106.4402 | 0 | 0 | 0.16502 | 0.15331
2018-08-10 08:00 | 8 | 8 | 6 | 1 | 0 | 0.33547 | 133.4568 | 133.4568 | 16.7735 | 16.2515 | 9.7834 | 12.9006 | 12.9006 | 2168.8678 | 16.7735 | 0 | 1896.2748 | 272.593 | 0 | 216.3874 | 0 | 0 | 116.6834 | 0 | 0 | 1896.2748 | 272.593 | 0 | 216.3874 | 0 | 0 | 0.33547 | 0.23778
2018-08-10 09:00 | 8 | 9 | 6 | 1 | 0 | 0.46688 | 155.024 | 155.024 | 23.344 | 16.2515 | 9.7834 | 12.9006 | 12.9006 | 2519.3654 | 23.344 | 0 | 2139.9906 | 379.3748 | 0 | 301.152 | 0 | 0 | 131.6799 | 0 | 0 | 2139.9906 | 379.3748 | 0 | 301.152 | 0 | 0 | 0.46688 | 0.38412
2018-08-10 10:00 | 8 | 10 | 6 | 1 | 0 | 0.56158 | 178.8179 | 178.8179 | 28.0788 | 16.2515 | 9.7834 | 12.9006 | 12.9006 | 2906.0514 | 28.0788 | 0 | 2449.7292 | 456.3222 | 0 | 362.2337 | 0 | 0 | 150.7391 | 0 | 0 | 2449.7292 | 456.3222 | 0 | 362.2337 | 0 | 0 | 0.56158 | 0.46401
2018-08-10 11:00 | 8 | 11 | 6 | 1 | 1 | 0.53623 | 197.114 | 197.114 | 26.8116 | 16.2515 | 9.7834 | 12.9006 | 12.9006 | 3203.3892 | 26.8116 | 0 | 2767.6608 | 435.7284 | 0 | 345.886 | 0 | 0 | 170.3023 | 0 | 0 | 2767.6608 | 435.7284 | 0 | 345.886 | 0 | 0 | 0.53623 | 0.48839
2018-08-10 12:00 | 8 | 12 | 6 | 1 | 1 | 0.24388 | 208.8713 | 208.8713 | 12.194 | 16.2515 | 9.7834 | 12.9006 | 12.9006 | 3394.4621 | 12.194 | 0 | 3196.2919 | 198.1703 | 0 | 157.3098 | 0 | 0 | 196.6773 | 0 | 0 | 3196.2919 | 198.1703 | 0 | 157.3098 | 0 | 0 | 0.24388 | 0.47327
2018-08-10 13:00 | 8 | 13 | 6 | 1 | 1 | 0.63216 | 209.8686 | 209.8686 | 31.608 | 16.2515 | 9.7834 | 12.9006 | 12.9006 | 3410.6698 | 31.608 | 0 | 2896.9937 | 513.676 | 0 | 407.7618 | 0 | 0 | 178.2606 | 0 | 0 | 2896.9937 | 513.676 | 0 | 407.7618 | 0 | 0 | 0.63216 | 0.43546
2018-08-10 14:00 | 8 | 14 | 6 | 1 | 1 | 0.58045 | 201.2856 | 201.2856 | 29.0225 | 16.2515 | 9.7834 | 12.9006 | 12.9006 | 3271.1838 | 29.0225 | 0 | 2799.5259 | 471.6579 | 0 | 374.4073 | 0 | 0 | 172.2631 | 0 | 0 | 2799.5259 | 471.6579 | 0 | 374.4073 | 0 | 0 | 0.58045 | 0.4951
2018-08-10 15:00 | 8 | 15 | 6 | 1 | 1 | 0.48923 | 182.6007 | 182.6007 | 24.4615 | 16.2515 | 9.7834 | 12.9006 | 12.9006 | 2967.5275 | 24.4615 | 0 | 2569.9933 | 397.5342 | 0 | 315.5671 | 0 | 0 | 158.1393 | 0 | 0 | 2569.9933 | 397.5342 | 0 | 315.5671 | 0 | 0 | 0.48923 | 0.4407
2018-08-10 16:00 | 8 | 16 | 6 | 1 | 1 | 0.24168 | 161.9336 | 161.9336 | 12.0839 | 16.2515 | 9.7834 | 12.9006 | 12.9006 | 2631.6574 | 12.0839 | 0 | 2435.2756 | 196.3818 | 0 | 155.8901 | 0 | 0 | 149.8497 | 0 | 0 | 2435.2756 | 196.3818 | 0 | 155.8901 | 0 | 0 | 0.24168 | 0.34976
2018-08-10 17:00 | 8 | 17 | 6 | 1 | 1 | 0.21069 | 101.383 | 101.383 | 10.5344 | 16.2515 | 9.7834 | 12.9006 | 12.9006 | 1647.6211 | 10.5344 | 0 | 1476.4218 | 171.1993 | 0 | 135.9 | 0 | 0 | 90.8486 | 0 | 0 | 1476.4218 | 171.1993 | 0 | 135.9 | 0 | 0 | 0.21069 | 0.23897
2018-08-10 18:00 | 8 | 18 | 6 | 1 | 1 | 0.041025 | 78.9892 | 78.9892 | 2.0513 | 16.2515 | 9.7834 | 12.9006 | 12.9006 | 1283.6891 | 2.0513 | 0 | 1250.3532 | 33.3359 | 0 | 26.4624 | 0 | 0 | 76.9379 | 0 | 0 | 1250.3532 | 33.3359 | 0 | 26.4624 | 0 | 0 | 0.041025 | 0.063817
2018-08-10 19:00 | 8 | 19 | 6 | 1 | 0 | 0.00027686 | 73.1864 | 73.1864 | 0.013843 | 16.2515 | 9.7834 | 12.9006 | 12.9006 | 1189.3852 | 0.013843 | 0 | 1189.1602 | 0.22497 | 0 | 0.17858 | 0 | 0 | 73.1725 | 0 | 0 | 1189.1602 | 0.22497 | 0 | 0.17858 | 0 | 0 | 0.00027686 | 0.00086767
2018-08-10 20:00 | 8 | 20 | 6 | 1 | 0 | 0 | 81.058 | 81.058 | 0 | 16.2515 | 9.7834 | 12.9006 | 12.9006 | 1317.3099 | 0 | 0 | 1317.3099 | 0 | 0 | 0 | 0 | 0 | 81.058 | 0 | 0 | 1317.3099 | 0 | 0 | 0 | 0 | 0 | 0 | 0
2018-08-10 21:00 | 8 | 21 | 6 | 1 | 0 | 0 | 74.949 | 74.949 | 0 | 16.2515 | 9.7834 | 12.9006 | 12.9006 | 1218.03 | 0 | 0 | 1218.03 | 0 | 0 | 0 | 0 | 0 | 74.949 | 0 | 0 | 1218.03 | 0 | 0 | 0 | 0 | 0 | 0 | 0
2018-08-10 22:00 | 8 | 22 | 6 | 1 | 0 | 0 | 69.4401 | 69.4401 | 0 | 16.2515 | 9.7834 | 12.9006 | 12.9006 | 1128.5022 | 0 | 0 | 1128.5022 | 0 | 0 | 0 | 0 | 0 | 69.4401 | 0 | 0 | 1128.5022 | 0 | 0 | 0 | 0 | 0 | 0 | 0
2018-08-10 23:00 | 8 | 23 | 6 | 1 | 0 | 0 | 67.3931 | 67.3931 | 0 | 16.2515 | 9.7834 | 12.9006 | 12.9006 | 1095.2367 | 0 | 0 | 1095.2367 | 0 | 0 | 0 | 0 | 0 | 67.3931 | 0 | 0 | 1095.2367 | 0 | 0 | 0 | 0 | 0 | 0 | 0
2018-08-11 | 8 | 0 | 7 | 1 | 0 | 0 | 67.7062 | 67.7062 | 0 | 16.2515 | 9.7834 | 12.9006 | 12.9006 | 1100.3246 | 0 | 0 | 1100.3246 | 0 | 0 | 0 | 0 | 0 | 67.7062 | 0 | 0 | 1100.3246 | 0 | 0 | 0 | 0 | 0 | 0 | 0
2018-08-11 01:00 | 8 | 1 | 7 | 1 | 0 | 0 | 67.9415 | 67.9415 | 0 | 16.2515 | 9.7834 | 12.9006 | 12.9006 | 1104.1477 | 0 | 0 | 1104.1477 | 0 | 0 | 0 | 0 | 0 | 67.9415 | 0 | 0 | 1104.1477 | 0 | 0 | 0 | 0 | 0 | 0 | 0
2018-08-11 02:00 | 8 | 2 | 7 | 1 | 0 | 0 | 64.718 | 64.718 | 0 | 16.2515 | 9.7834 | 12.9006 | 12.9006 | 1051.7616 | 0 | 0 | 1051.7616 | 0 | 0 | 0 | 0 | 0 | 64.718 | 0 | 0 | 1051.7616 | 0 | 0 | 0 | 0 | 0 | 0 | 0
2018-08-11 03:00 | 8 | 3 | 7 | 1 | 0 | 0 | 63.4969 | 63.4969 | 0 | 16.2515 | 9.7834 | 12.9006 | 12.9006 | 1031.9167 | 0 | 0 | 1031.9167 | 0 | 0 | 0 | 0 | 0 | 63.4969 | 0 | 0 | 1031.9167 | 0 | 0 | 0 | 0 | 0 | 0 | 0
2018-08-11 04:00 | 8 | 4 | 7 | 1 | 0 | 0 | 63.6366 | 63.6366 | 0 | 16.2515 | 9.7834 | 12.9006 | 12.9006 | 1034.1875 | 0 | 0 | 1034.1875 | 0 | 0 | 0 | 0 | 0 | 63.6366 | 0 | 0 | 1034.1875 | 0 | 0 | 0 | 0 | 0 | 0 | 0
2018-08-11 05:00 | 8 | 5 | 7 | 1 | 0 | 0 | 62.5545 | 62.5545 | 0 | 16.2515 | 9.7834 | 12.9006 | 12.9006 | 1016.6021 | 0 | 0 | 1016.6021 | 0 | 0 | 0 | 0 | 0 | 62.5545 | 0 | 0 | 1016.6021 | 0 | 0 | 0 | 0 | 0 | 0 | 0
2018-08-11 06:00 | 8 | 6 | 7 | 1 | 0 | 0.028731 | 60.5297 | 60.5297 | 1.4365 | 16.2515 | 9.7834 | 12.9006 | 12.9006 | 983.6952 | 1.4365 | 0 | 960.3491 | 23.346 | 0 | 18.5323 | 0 | 0 | 59.0931 | 0 | 0 | 960.3491 | 23.346 | 0 | 18.5323 | 0 | 0 | 0.028731 | 0.029828
2018-08-11 07:00 | 8 | 7 | 7 | 1 | 0 | 0.16597 | 63.2795 | 63.2795 | 8.2987 | 16.2515 | 9.7834 | 12.9006 | 12.9006 | 1028.3842 | 8.2987 | 0 | 893.5182 | 134.866 | 0 | 107.0581 | 0 | 0 | 54.9808 | 0 | 0 | 893.5182 | 134.866 | 0 | 107.0581 | 0 | 0 | 0.16597 | 0.19675
2018-08-11 08:00 | 8 | 8 | 7 | 1 | 0 | 0.33665 | 63.047 | 63.047 | 16.8328 | 16.2515 | 9.7834 | 12.9006 | 12.9006 | 1024.6063 | 16.8328 | 0 | 751.0495 | 273.5567 | 0 | 217.1524 | 0 | 0 | 46.2143 | 0 | 0 | 751.0495 | 273.5567 | 0 | 217.1524 | 0 | 0 | 0.33665 | 0.39974
2018-08-11 09:00 | 8 | 9 | 7 | 1 | 0 | 0.47525 | 66.1067 | 66.1067 | 23.7624 | 16.2515 | 9.7834 | 12.9006 | 12.9006 | 1074.33 | 23.7624 | 0 | 688.1564 | 386.1736 | 0 | 306.5489 | 0 | 0 | 42.3443 | 0 | 0 | 688.1564 | 386.1736 | 0 | 306.5489 | 0 | 0 | 0.47525 | 0.55356
2018-08-11 10:00 | 8 | 10 | 7 | 1 | 0 | 0.39466 | 77.9311 | 77.9311 | 19.7332 | 16.2515 | 9.7834 | 12.9006 | 12.9006 | 1266.4934 | 19.7332 | 0 | 945.8002 | 320.6932 | 0 | 254.5699 | 0 | 0 | 58.1979 | 0 | 0 | 945.8002 | 320.6932 | 0 | 254.5699 | 0 | 0 | 0.39466 | 0.66761
2018-08-11 11:00 | 8 | 11 | 7 | 1 | 1 | 0.41534 | 84.1728 | 84.1728 | 20.7669 | 16.2515 | 9.7834 | 12.9006 | 12.9006 | 1367.9302 | 20.7669 | 0 | 1030.4378 | 337.4924 | 0 | 267.9052 | 0 | 0 | 63.4059 | 0 | 0 | 1030.4378 | 337.4924 | 0 | 267.9052 | 0 | 0 | 0.41534 | 0.73979
2018-08-11 12:00 | 8 | 12 | 7 | 1 | 1 | 0.67454 | 90.9786 | 90.9786 | 33.727 | 16.2515 | 9.7834 | 12.9006 | 12.9006 | 1478.5343 | 33.727 | 0 | 930.4214 | 548.1129 | 0 | 435.0981 | 0 | 0 | 57.2516 | 0 | 0 | 930.4214 | 548.1129 | 0 | 435.0981 | 0 | 0 | 0.67454 | 0.76423
2018-08-11 13:00 | 8 | 13 | 7 | 1 | 1 | 0.42213 | 103.3772 | 103.3772 | 21.1066 | 16.2515 | 9.7834 | 12.9006 | 12.9006 | 1680.0309 | 21.1066 | 0 | 1337.0179 | 343.013 | 0 | 272.2876 | 0 | 0 | 82.2706 | 0 | 0 | 1337.0179 | 343.013 | 0 | 272.2876 | 0 | 0 | 0.42213 | 0.74516
2018-08-11 14:00 | 8 | 14 | 7 | 1 | 1 | 0.49294 | 104.9839 | 104.9839 | 24.6471 | 16.2515 | 9.7834 | 12.9006 | 12.9006 | 1706.1409 | 24.6471 | 0 | 1305.5888 | 400.5521 | 0 | 317.9627 | 0 | 0 | 80.3367 | 0 | 0 | 1305.5888 | 400.5521 | 0 | 317.9627 | 0 | 0 | 0.49294 | 0.66523
2018-08-11 15:00 | 8 | 15 | 7 | 1 | 1 | 0.51336 | 102.3715 | 102.3715 | 25.668 | 16.2515 | 9.7834 | 12.9006 | 12.9006 | 1663.6861 | 25.668 | 0 | 1246.5445 | 417.1416 | 0 | 331.1316 | 0 | 0 | 76.7036 | 0 | 0 | 1246.5445 | 417.1416 | 0 | 331.1316 | 0 | 0 | 0.51336 | 0.50844
2018-08-11 16:00 | 8 | 16 | 7 | 1 | 1 | 0.38558 | 105.25 | 105.25 | 19.279 | 16.2515 | 9.7834 | 12.9006 | 12.9006 | 1710.466 | 19.279 | 0 | 1397.155 | 313.311 | 0 | 248.7098 | 0 | 0 | 85.9711 | 0 | 0 | 1397.155 | 313.311 | 0 | 248.7098 | 0 | 0 | 0.38558 | 0.43147
2018-08-11 17:00 | 8 | 17 | 7 | 1 | 1 | 0.22209 | 73.3643 | 73.3643 | 11.1046 | 16.2515 | 9.7834 | 12.9006 | 12.9006 | 1192.2764 | 11.1046 | 0 | 1011.8105 | 180.4659 | 0 | 143.2559 | 0 | 0 | 62.2597 | 0 | 0 | 1011.8105 | 180.4659 | 0 | 143.2559 | 0 | 0 | 0.22209 | 0.23756
2018-08-11 18:00 | 8 | 18 | 7 | 1 | 1 | 0.063072 | 63.7149 | 63.7149 | 3.1536 | 16.2515 | 9.7834 | 12.9006 | 12.9006 | 1035.46 | 3.1536 | 0 | 984.2097 | 51.2503 | 0 | 40.683 | 0 | 0 | 60.5613 | 0 | 0 | 984.2097 | 51.2503 | 0 | 40.683 | 0 | 0 | 0.063072 | 0.06505
2018-08-11 19:00 | 8 | 19 | 7 | 1 | 0 | 0.00038071 | 64.9497 | 64.9497 | 0.019036 | 16.2515 | 9.7834 | 12.9006 | 12.9006 | 1055.5277 | 0.019036 | 0 | 1055.2183 | 0.30936 | 0 | 0.24557 | 0 | 0 | 64.9307 | 0 | 0 | 1055.2183 | 0.30936 | 0 | 0.24557 | 0 | 0 | 0.00038071 | 0.000896
2018-08-11 20:00 | 8 | 20 | 7 | 1 | 0 | 0 | 78.5941 | 78.5941 | 0 | 16.2515 | 9.7834 | 12.9006 | 12.9006 | 1277.2689 | 0 | 0 | 1277.2689 | 0 | 0 | 0 | 0 | 0 | 78.5941 | 0 | 0 | 1277.2689 | 0 | 0 | 0 | 0 | 0 | 0 | 0
2018-08-11 21:00 | 8 | 21 | 7 | 1 | 0 | 0 | 77.4099 | 77.4099 | 0 | 16.2515 | 9.7834 | 12.9006 | 12.9006 | 1258.0229 | 0 | 0 | 1258.0229 | 0 | 0 | 0 | 0 | 0 | 77.4099 | 0 | 0 | 1258.0229 | 0 | 0 | 0 | 0 | 0 | 0 | 0
2018-08-11 22:00 | 8 | 22 | 7 | 1 | 0 | 0 | 75.6634 | 75.6634 | 0 | 16.2515 | 9.7834 | 12.9006 | 12.9006 | 1229.6398 | 0 | 0 | 1229.6398 | 0 | 0 | 0 | 0 | 0 | 75.6634 | 0 | 0 | 1229.6398 | 0 | 0 | 0 | 0 | 0 | 0 | 0
2018-08-11 23:00 | 8 | 23 | 7 | 1 | 0 | 0 | 72.6713 | 72.6713 | 0 | 16.2515 | 9.7834 | 12.9006 | 12.9006 | 1181.015 | 0 | 0 | 1181.015 | 0 | 0 | 0 | 0 | 0 | 72.6713 | 0 | 0 | 1181.015 | 0 | 0 | 0 | 0 | 0 | 0 | 0
2018-08-12 | 8 | 0 | 1 | 1 | 0 | 0 | 67.6261 | 67.6261 | 0 | 16.2515 | 9.7834 | 12.9006 | 12.9006 | 1099.0221 | 0 | 0 | 1099.0221 | 0 | 0 | 0 | 0 | 0 | 67.6261 | 0 | 0 | 1099.0221 | 0 | 0 | 0 | 0 | 0 | 0 | 0
2018-08-12 01:00 | 8 | 1 | 1 | 1 | 0 | 0 | 67.9348 | 67.9348 | 0 | 16.2515 | 9.7834 | 12.9006 | 12.9006 | 1104.0399 | 0 | 0 | 1104.0399 | 0 | 0 | 0 | 0 | 0 | 67.9348 | 0 | 0 | 1104.0399 | 0 | 0 | 0 | 0 | 0 | 0 | 0
2018-08-12 02:00 | 8 | 2 | 1 | 1 | 0 | 0 | 64.825 | 64.825 | 0 | 16.2515 | 9.7834 | 12.9006 | 12.9006 | 1053.5005 | 0 | 0 | 1053.5005 | 0 | 0 | 0 | 0 | 0 | 64.825 | 0 | 0 | 1053.5005 | 0 | 0 | 0 | 0 | 0 | 0 | 0
2018-08-12 03:00 | 8 | 3 | 1 | 1 | 0 | 0 | 64.4003 | 64.4003 | 0 | 16.2515 | 9.7834 | 12.9006 | 12.9006 | 1046.5982 | 0 | 0 | 1046.5982 | 0 | 0 | 0 | 0 | 0 | 64.4003 | 0 | 0 | 1046.5982 | 0 | 0 | 0 | 0 | 0 | 0 | 0
2018-08-12 04:00 | 8 | 4 | 1 | 1 | 0 | 0 | 66.0468 | 66.0468 | 0 | 16.2515 | 9.7834 | 12.9006 | 12.9006 | 1073.3562 | 0 | 0 | 1073.3562 | 0 | 0 | 0 | 0 | 0 | 66.0468 | 0 | 0 | 1073.3562 | 0 | 0 | 0 | 0 | 0 | 0 | 0
2018-08-12 05:00 | 8 | 5 | 1 | 1 | 0 | 0 | 63.4581 | 63.4581 | 0 | 16.2515 | 9.7834 | 12.9006 | 12.9006 | 1031.2862 | 0 | 0 | 1031.2862 | 0 | 0 | 0 | 0 | 0 | 63.4581 | 0 | 0 | 1031.2862 | 0 | 0 | 0 | 0 | 0 | 0 | 0
2018-08-12 06:00 | 8 | 6 | 1 | 1 | 0 | 0.027307 | 56.0165 | 56.0165 | 1.3654 | 16.2515 | 9.7834 | 12.9006 | 12.9006 | 910.3489 | 1.3654 | 0 | 888.1597 | 22.1893 | 0 | 17.6141 | 0 | 0 | 54.6511 | 0 | 0 | 888.1597 | 22.1893 | 0 | 17.6141 | 0 | 0 | 0.027307 | 0.028911
2018-08-12 07:00 | 8 | 7 | 1 | 1 | 0 | 0.17286 | 63.4391 | 63.4391 | 8.6428 | 16.2515 | 9.7834 | 12.9006 | 12.9006 | 1030.9786 | 8.6428 | 0 | 890.5213 | 140.4573 | 0 | 111.4966 | 0 | 0 | 54.7964 | 0 | 0 | 890.5213 | 140.4573 | 0 | 111.4966 | 0 | 0 | 0.17286 | 0.1956
2018-08-12 08:00 | 8 | 8 | 1 | 1 | 0 | 0.35372 | 64.7207 | 64.7207 | 17.6862 | 16.2515 | 9.7834 | 12.9006 | 12.9006 | 1051.8049 | 17.6862 | 0 | 764.3792 | 287.4257 | 0 | 228.1617 | 0 | 0 | 47.0345 | 0 | 0 | 764.3792 | 287.4257 | 0 | 228.1617 | 0 | 0 | 0.35372 | 0.39797
2018-08-12 09:00 | 8 | 9 | 1 | 1 | 0 | 0.49476 | 69.5369 | 69.5369 | 24.7381 | 16.2515 | 9.7834 | 12.9006 | 12.9006 | 1130.0757 | 24.7381 | 0 | 728.0456 | 402.0302 | 0 | 319.136 | 0 | 0 | 44.7988 | 0 | 0 | 728.0456 | 402.0302 | 0 | 319.136 | 0 | 0 | 0.49476 | 0.54996
2018-08-12 10:00 | 8 | 10 | 1 | 1 | 0 | 0.59694 | 76.3151 | 76.3151 | 29.8469 | 16.2515 | 9.7834 | 12.9006 | 12.9006 | 1240.2322 | 29.8469 | 0 | 755.1758 | 485.0564 | 0 | 385.0432 | 0 | 0 | 46.4682 | 0 | 0 | 755.1758 | 485.0564 | 0 | 385.0432 | 0 | 0 | 0.59694 | 0.57173
2018-08-12 11:00 | 8 | 11 | 1 | 1 | 1 | 0.66267 | 78.4433 | 78.4433 | 33.1336 | 16.2515 | 9.7834 | 12.9006 | 12.9006 | 1274.818 | 33.1336 | 0 | 736.3479 | 538.4701 | 0 | 427.4436 | 0 | 0 | 45.3097 | 0 | 0 | 736.3479 | 538.4701 | 0 | 427.4436 | 0 | 0 | 0.66267 | 0.62301
2018-08-12 12:00 | 8 | 12 | 1 | 1 | 1 | 0.68616 | 85.7239 | 85.7239 | 34.3079 | 16.2515 | 9.7834 | 12.9006 | 12.9006 | 1393.1385 | 34.3079 | 0 | 835.5844 | 557.5542 | 0 | 442.5927 | 0 | 0 | 51.416 | 0 | 0 | 835.5844 | 557.5542 | 0 | 442.5927 | 0 | 0 | 0.68616 | 0.58342
2018-08-12 13:00 | 8 | 13 | 1 | 1 | 1 | 0.67123 | 93.7498 | 93.7498 | 33.5614 | 16.2515 | 9.7834 | 12.9006 | 12.9006 | 1523.5714 | 33.5614 | 0 | 978.1498 | 545.4216 | 0 | 432.9618 | 0 | 0 | 60.1884 | 0 | 0 | 978.1498 | 545.4216 | 0 | 432.9618 | 0 | 0 | 0.67123 | 0.62145
2018-08-12 14:00 | 8 | 14 | 1 | 1 | 1 | 0.43969 | 94.9588 | 94.9588 | 21.9843 | 16.2515 | 9.7834 | 12.9006 | 12.9006 | 1543.2183 | 21.9843 | 0 | 1185.9414 | 357.2769 | 0 | 283.6104 | 0 | 0 | 72.9745 | 0 | 0 | 1185.9414 | 357.2769 | 0 | 283.6104 | 0 | 0 | 0.43969 | 0.61684
2018-08-12 15:00 | 8 | 15 | 1 | 1 | 1 | 0.34217 | 99.1289 | 99.1289 | 17.1086 | 16.2515 | 9.7834 | 12.9006 | 12.9006 | 1610.9893 | 17.1086 | 0 | 1332.9496 | 278.0397 | 0 | 220.711 | 0 | 0 | 82.0203 | 0 | 0 | 1332.9496 | 278.0397 | 0 | 220.711 | 0 | 0 | 0.34217 | 0.5462
2018-08-12 16:00 | 8 | 16 | 1 | 1 | 1 | 0.40066 | 101.4249 | 101.4249 | 20.0331 | 16.2515 | 9.7834 | 12.9006 | 12.9006 | 1648.3031 | 20.0331 | 0 | 1322.7352 | 325.5679 | 0 | 258.4394 | 0 | 0 | 81.3918 | 0 | 0 | 1322.7352 | 325.5679 | 0 | 258.4394 | 0 | 0 | 0.40066 | 0.4146
2018-08-12 17:00 | 8 | 17 | 1 | 1 | 1 | 0.23248 | 66.7488 | 66.7488 | 11.6242 | 16.2515 | 9.7834 | 12.9006 | 12.9006 | 1084.7649 | 11.6242 | 0 | 895.8555 | 188.9094 | 0 | 149.9584 | 0 | 0 | 55.1246 | 0 | 0 | 895.8555 | 188.9094 | 0 | 149.9584 | 0 | 0 | 0.23248 | 0.24139
2018-08-12 18:00 | 8 | 18 | 1 | 1 | 1 | 0.060235 | 59.8114 | 59.8114 | 3.0117 | 16.2515 | 9.7834 | 12.9006 | 12.9006 | 972.0227 | 3.0117 | 0 | 923.0774 | 48.9453 | 0 | 38.8533 | 0 | 0 | 56.7997 | 0 | 0 | 923.0774 | 48.9453 | 0 | 38.8533 | 0 | 0 | 0.060235 | 0.065953
2018-08-12 19:00 | 8 | 19 | 1 | 1 | 0 | 0.00039008 | 59.6189 | 59.6189 | 0.019504 | 16.2515 | 9.7834 | 12.9006 | 12.9006 | 968.8937 | 0.019504 | 0 | 968.5768 | 0.31697 | 0 | 0.25161 | 0 | 0 | 59.5994 | 0 | 0 | 968.5768 | 0.31697 | 0 | 0.25161 | 0 | 0 | 0.00039008 | 0
2018-08-12 20:00 | 8 | 20 | 1 | 1 | 0 | 0 | 71.8355 | 71.8355 | 0 | 16.2515 | 9.7834 | 12.9006 | 12.9006 | 1167.4315 | 0 | 0 | 1167.4315 | 0 | 0 | 0 | 0 | 0 | 71.8355 | 0 | 0 | 1167.4315 | 0 | 0 | 0 | 0 | 0 | 0 | 0
2018-08-12 21:00 | 8 | 21 | 1 | 1 | 0 | 0 | 71.035 | 71.035 | 0 | 16.2515 | 9.7834 | 12.9006 | 12.9006 | 1154.4224 | 0 | 0 | 1154.4224 | 0 | 0 | 0 | 0 | 0 | 71.035 | 0 | 0 | 1154.4224 | 0 | 0 | 0 | 0 | 0 | 0 | 0
2018-08-12 22:00 | 8 | 22 | 1 | 1 | 0 | 0 | 70.6876 | 70.6876 | 0 | 16.2515 | 9.7834 | 12.9006 | 12.9006 | 1148.7764 | 0 | 0 | 1148.7764 | 0 | 0 | 0 | 0 | 0 | 70.6876 | 0 | 0 | 1148.7764 | 0 | 0 | 0 | 0 | 0 | 0 | 0
2018-08-12 23:00 | 8 | 23 | 1 | 1 | 0 | 0 | 69.0658 | 69.0658 | 0 | 16.2515 | 9.7834 | 12.9006 | 12.9006 | 1122.4196 | 0 | 0 | 1122.4196 | 0 | 0 | 0 | 0 | 0 | 69.0658 | 0 | 0 | 1122.4196 | 0 | 0 | 0 | 0 | 0 | 0 | 0
2018-08-13 | 8 | 0 | 2 | 1 | 0 | 0 | 69.8902 | 69.8902 | 0 | 16.2515 | 9.7834 | 12.9006 | 12.9006 | 1135.8173 | 0 | 0 | 1135.8173 | 0 | 0 | 0 | 0 | 0 | 69.8902 | 0 | 0 | 1135.8173 | 0 | 0 | 0 | 0 | 0 | 0 | 0
2018-08-13 01:00 | 8 | 1 | 2 | 1 | 0 | 0 | 70.1244 | 70.1244 | 0 | 16.2515 | 9.7834 | 12.9006 | 12.9006 | 1139.6235 | 0 | 0 | 1139.6235 | 0 | 0 | 0 | 0 | 0 | 70.1244 | 0 | 0 | 1139.6235 | 0 | 0 | 0 | 0 | 0 | 0 | 0
2018-08-13 02:00 | 8 | 2 | 2 | 1 | 0 | 0 | 70.9174 | 70.9174 | 0 | 16.2515 | 9.7834 | 12.9006 | 12.9006 | 1152.5114 | 0 | 0 | 1152.5114 | 0 | 0 | 0 | 0 | 0 | 70.9174 | 0 | 0 | 1152.5114 | 0 | 0 | 0 | 0 | 0 | 0 | 0
2018-08-13 03:00 | 8 | 3 | 2 | 1 | 0 | 0 | 73.6213 | 73.6213 | 0 | 16.2515 | 9.7834 | 12.9006 | 12.9006 | 1196.4537 | 0 | 0 | 1196.4537 | 0 | 0 | 0 | 0 | 0 | 73.6213 | 0 | 0 | 1196.4537 | 0 | 0 | 0 | 0 | 0 | 0 | 0
2018-08-13 04:00 | 8 | 4 | 2 | 1 | 0 | 0 | 80.2553 | 80.2553 | 0 | 16.2515 | 9.7834 | 12.9006 | 12.9006 | 1304.2647 | 0 | 0 | 1304.2647 | 0 | 0 | 0 | 0 | 0 | 80.2553 | 0 | 0 | 1304.2647 | 0 | 0 | 0 | 0 | 0 | 0 | 0
2018-08-13 05:00 | 8 | 5 | 2 | 1 | 0 | 0 | 88.7792 | 88.7792 | 0 | 16.2515 | 9.7834 | 12.9006 | 12.9006 | 1442.7917 | 0 | 0 | 1442.7917 | 0 | 0 | 0 | 0 | 0 | 88.7792 | 0 | 0 | 1442.7917 | 0 | 0 | 0 | 0 | 0 | 0 | 0
2018-08-13 06:00 | 8 | 6 | 2 | 1 | 0 | 0.026115 | 105.969 | 105.969 | 1.3058 | 16.2515 | 9.7834 | 12.9006 | 12.9006 | 1722.1503 | 1.3058 | 0 | 1700.9298 | 21.2205 | 0 | 16.8451 | 0 | 0 | 104.6632 | 0 | 0 | 1700.9298 | 21.2205 | 0 | 16.8451 | 0 | 0 | 0.026115 | 0.031115
2018-08-13 07:00 | 8 | 7 | 2 | 1 | 0 | 0.17332 | 127.3526 | 127.3526 | 8.6661 | 16.2515 | 9.7834 | 12.9006 | 12.9006 | 2069.6649 | 8.6661 | 0 | 1928.8289 | 140.8359 | 0 | 111.7971 | 0 | 0 | 118.6865 | 0 | 0 | 1928.8289 | 140.8359 | 0 | 111.7971 | 0 | 0 | 0.17332 | 0.16473
2018-08-13 08:00 | 8 | 8 | 2 | 1 | 0 | 0.3507 | 150.3847 | 150.3847 | 17.5348 | 16.2515 | 9.7834 | 12.9006 | 12.9006 | 2443.9703 | 17.5348 | 0 | 2159.0035 | 284.9669 | 0 | 226.2099 | 0 | 0 | 132.8498 | 0 | 0 | 2159.0035 | 284.9669 | 0 | 226.2099 | 0 | 0 | 0.3507 | 0.34809
2018-08-13 09:00 | 8 | 9 | 2 | 1 | 0 | 0.47935 | 179.5593 | 179.5593 | 23.9673 | 16.2515 | 9.7834 | 12.9006 | 12.9006 | 2918.1002 | 23.9673 | 0 | 2528.5966 | 389.5035 | 0 | 309.1923 | 0 | 0 | 155.592 | 0 | 0 | 2528.5966 | 389.5035 | 0 | 309.1923 | 0 | 0 | 0.47935 | 0.39697
2018-08-13 10:00 | 8 | 10 | 2 | 1 | 0 | 0.50279 | 208.5254 | 208.5254 | 25.1396 | 16.2515 | 9.7834 | 12.9006 | 12.9006 | 3388.8419 | 25.1396 | 0 | 2980.2868 | 408.5551 | 0 | 324.3156 | 0 | 0 | 183.3858 | 0 | 0 | 2980.2868 | 408.5551 | 0 | 324.3156 | 0 | 0 | 0.50279 | 0.52925
2018-08-13 11:00 | 8 | 11 | 2 | 1 | 1 | 0.63049 | 227.0279 | 227.0279 | 31.5246 | 16.2515 | 9.7834 | 12.9006 | 12.9006 | 3689.5341 | 31.5246 | 0 | 3177.2143 | 512.3199 | 0 | 406.6852 | 0 | 0 | 195.5034 | 0 | 0 | 3177.2143 | 512.3199 | 0 | 406.6852 | 0 | 0 | 0.63049 | 0.65357
2018-08-13 12:00 | 8 | 12 | 2 | 1 | 1 | 0.6524 | 234.4463 | 234.4463 | 32.6199 | 16.2515 | 9.7834 | 12.9006 | 12.9006 | 3810.0935 | 32.6199 | 0 | 3279.9718 | 530.1217 | 0 | 420.8165 | 0 | 0 | 201.8263 | 0 | 0 | 3279.9718 | 530.1217 | 0 | 420.8165 | 0 | 0 | 0.6524 | 0.68854
2018-08-13 13:00 | 8 | 13 | 2 | 1 | 1 | 0.6415 | 230.8516 | 230.8516 | 32.0751 | 16.2515 | 9.7834 | 12.9006 | 12.9006 | 3751.6746 | 32.0751 | 0 | 3230.4075 | 521.2671 | 0 | 413.7876 | 0 | 0 | 198.7765 | 0 | 0 | 3230.4075 | 521.2671 | 0 | 413.7876 | 0 | 0 | 0.6415 | 0.71675
2018-08-13 14:00 | 8 | 14 | 2 | 1 | 1 | 0.47659 | 221.4249 | 221.4249 | 23.8298 | 16.2515 | 9.7834 | 12.9006 | 12.9006 | 3598.4764 | 23.8298 | 0 | 3211.2083 | 387.2681 | 0 | 307.4178 | 0 | 0 | 197.5951 | 0 | 0 | 3211.2083 | 387.2681 | 0 | 307.4178 | 0 | 0 | 0.47659 | 0.63507
2018-08-13 15:00 | 8 | 15 | 2 | 1 | 1 | 0.44298 | 203.3036 | 203.3036 | 22.1492 | 16.2515 | 9.7834 | 12.9006 | 12.9006 | 3303.9795 | 22.1492 | 0 | 2944.0235 | 359.9559 | 0 | 285.7371 | 0 | 0 | 181.1544 | 0 | 0 | 2944.0235 | 359.9559 | 0 | 285.7371 | 0 | 0 | 0.44298 | 0.43924
2018-08-13 16:00 | 8 | 16 | 2 | 1 | 1 | 0.31462 | 180.0792 | 180.0792 | 15.7308 | 16.2515 | 9.7834 | 12.9006 | 12.9006 | 2926.5488 | 15.7308 | 0 | 2670.9004 | 255.6484 | 0 | 202.9366 | 0 | 0 | 164.3484 | 0 | 0 | 2670.9004 | 255.6484 | 0 | 202.9366 | 0 | 0 | 0.31462 | 0.3139
2018-08-13 17:00 | 8 | 17 | 2 | 1 | 1 | 0.16248 | 110.8979 | 110.8979 | 8.1242 | 16.2515 | 9.7834 | 12.9006 | 12.9006 | 1802.2521 | 8.1242 | 0 | 1670.2212 | 132.0309 | 0 | 104.8076 | 0 | 0 | 102.7736 | 0 | 0 | 1670.2212 | 132.0309 | 0 | 104.8076 | 0 | 0 | 0.16248 | 0.21024
2018-08-13 18:00 | 8 | 18 | 2 | 1 | 1 | 0.050073 | 84.3428 | 84.3428 | 2.5037 | 16.2515 | 9.7834 | 12.9006 | 12.9006 | 1370.694 | 2.5037 | 0 | 1330.0059 | 40.688 | 0 | 32.2986 | 0 | 0 | 81.8392 | 0 | 0 | 1330.0059 | 40.688 | 0 | 32.2986 | 0 | 0 | 0.050073 | 0.052769
2018-08-13 19:00 | 8 | 19 | 2 | 1 | 0 | 0 | 79.9724 | 79.9724 | 0 | 16.2515 | 9.7834 | 12.9006 | 12.9006 | 1299.6673 | 0 | 0 | 1299.6673 | 0 | 0 | 0 | 0 | 0 | 79.9724 | 0 | 0 | 1299.6673 | 0 | 0 | 0 | 0 | 0 | 0 | 0
2018-08-13 20:00 | 8 | 20 | 2 | 1 | 0 | 0 | 85.4991 | 85.4991 | 0 | 16.2515 | 9.7834 | 12.9006 | 12.9006 | 1389.4841 | 0 | 0 | 1389.4841 | 0 | 0 | 0 | 0 | 0 | 85.4991 | 0 | 0 | 1389.4841 | 0 | 0 | 0 | 0 | 0 | 0 | 0
2018-08-13 21:00 | 8 | 21 | 2 | 1 | 0 | 0 | 75.9393 | 75.9393 | 0 | 16.2515 | 9.7834 | 12.9006 | 12.9006 | 1234.1239 | 0 | 0 | 1234.1239 | 0 | 0 | 0 | 0 | 0 | 75.9393 | 0 | 0 | 1234.1239 | 0 | 0 | 0 | 0 | 0 | 0 | 0
2018-08-13 22:00 | 8 | 22 | 2 | 1 | 0 | 0 | 69.5268 | 69.5268 | 0 | 16.2515 | 9.7834 | 12.9006 | 12.9006 | 1129.9118 | 0 | 0 | 1129.9118 | 0 | 0 | 0 | 0 | 0 | 69.5268 | 0 | 0 | 1129.9118 | 0 | 0 | 0 | 0 | 0 | 0 | 0
2018-08-13 23:00 | 8 | 23 | 2 | 1 | 0 | 0 | 67.2232 | 67.2232 | 0 | 16.2515 | 9.7834 | 12.9006 | 12.9006 | 1092.4751 | 0 | 0 | 1092.4751 | 0 | 0 | 0 | 0 | 0 | 67.2232 | 0 | 0 | 1092.4751 | 0 | 0 | 0 | 0 | 0 | 0 | 0
2018-08-14 | 8 | 0 | 3 | 1 | 0 | 0 | 66.9481 | 66.9481 | 0 | 16.2515 | 9.7834 | 12.9006 | 12.9006 | 1088.004 | 0 | 0 | 1088.004 | 0 | 0 | 0 | 0 | 0 | 66.9481 | 0 | 0 | 1088.004 | 0 | 0 | 0 | 0 | 0 | 0 | 0
2018-08-14 01:00 | 8 | 1 | 3 | 1 | 0 | 0 | 66.9672 | 66.9672 | 0 | 16.2515 | 9.7834 | 12.9006 | 12.9006 | 1088.3141 | 0 | 0 | 1088.3141 | 0 | 0 | 0 | 0 | 0 | 66.9672 | 0 | 0 | 1088.3141 | 0 | 0 | 0 | 0 | 0 | 0 | 0
2018-08-14 02:00 | 8 | 2 | 3 | 1 | 0 | 0 | 67.9744 | 67.9744 | 0 | 16.2515 | 9.7834 | 12.9006 | 12.9006 | 1104.6825 | 0 | 0 | 1104.6825 | 0 | 0 | 0 | 0 | 0 | 67.9744 | 0 | 0 | 1104.6825 | 0 | 0 | 0 | 0 | 0 | 0 | 0
2018-08-14 03:00 | 8 | 3 | 3 | 1 | 0 | 0 | 69.7919 | 69.7919 | 0 | 16.2515 | 9.7834 | 12.9006 | 12.9006 | 1134.2197 | 0 | 0 | 1134.2197 | 0 | 0 | 0 | 0 | 0 | 69.7919 | 0 | 0 | 1134.2197 | 0 | 0 | 0 | 0 | 0 | 0 | 0
2018-08-14 04:00 | 8 | 4 | 3 | 1 | 0 | 0 | 75.9232 | 75.9232 | 0 | 16.2515 | 9.7834 | 12.9006 | 12.9006 | 1233.8626 | 0 | 0 | 1233.8626 | 0 | 0 | 0 | 0 | 0 | 75.9232 | 0 | 0 | 1233.8626 | 0 | 0 | 0 | 0 | 0 | 0 | 0
2018-08-14 05:00 | 8 | 5 | 3 | 1 | 0 | 0 | 84.9771 | 84.9771 | 0 | 16.2515 | 9.7834 | 12.9006 | 12.9006 | 1381.001 | 0 | 0 | 1381.001 | 0 | 0 | 0 | 0 | 0 | 84.9771 | 0 | 0 | 1381.001 | 0 | 0 | 0 | 0 | 0 | 0 | 0
2018-08-14 06:00 | 8 | 6 | 3 | 1 | 0 | 0.025766 | 103.879 | 103.879 | 1.2883 | 16.2515 | 9.7834 | 12.9006 | 12.9006 | 1688.1857 | 1.2883 | 0 | 1667.2493 | 20.9364 | 0 | 16.6196 | 0 | 0 | 102.5908 | 0 | 0 | 1667.2493 | 20.9364 | 0 | 16.6196 | 0 | 0 | 0.025766 | 0.013529
2018-08-14 07:00 | 8 | 7 | 3 | 1 | 0 | 0.16461 | 125.1951 | 125.1951 | 8.2305 | 16.2515 | 9.7834 | 12.9006 | 12.9006 | 2034.6022 | 8.2305 | 0 | 1900.8454 | 133.7568 | 0 | 106.1776 | 0 | 0 | 116.9646 | 0 | 0 | 1900.8454 | 133.7568 | 0 | 106.1776 | 0 | 0 | 0.16461 | 0.096517
2018-08-14 08:00 | 8 | 8 | 3 | 1 | 0 | 0.3318 | 150.9182 | 150.9182 | 16.5901 | 16.2515 | 9.7834 | 12.9006 | 12.9006 | 2452.6413 | 16.5901 | 0 | 2183.0288 | 269.6125 | 0 | 214.0214 | 0 | 0 | 134.3282 | 0 | 0 | 2183.0288 | 269.6125 | 0 | 214.0214 | 0 | 0 | 0.3318 | 0.10968
2018-08-14 09:00 | 8 | 9 | 3 | 1 | 0 | 0.27511 | 174.0225 | 174.0225 | 13.7555 | 16.2515 | 9.7834 | 12.9006 | 12.9006 | 2828.1189 | 13.7555 | 0 | 2604.572 | 223.5469 | 0 | 177.454 | 0 | 0 | 160.267 | 0 | 0 | 2604.572 | 223.5469 | 0 | 177.454 | 0 | 0 | 0.27511 | 0.17619
2018-08-14 10:00 | 8 | 10 | 3 | 1 | 0 | 0.37523 | 198.3868 | 198.3868 | 18.7617 | 16.2515 | 9.7834 | 12.9006 | 12.9006 | 3224.0739 | 18.7617 | 0 | 2919.1682 | 304.9058 | 0 | 242.0376 | 0 | 0 | 179.625 | 0 | 0 | 2919.1682 | 304.9058 | 0 | 242.0376 | 0 | 0 | 0.37523 | 0.304
2018-08-14 11:00 | 8 | 11 | 3 | 1 | 1 | 0.62296 | 214.019 | 214.019 | 31.148 | 16.2515 | 9.7834 | 12.9006 | 12.9006 | 3478.1208 | 31.148 | 0 | 2971.9204 | 506.2004 | 0 | 401.8275 | 0 | 0 | 182.871 | 0 | 0 | 2971.9204 | 506.2004 | 0 | 401.8275 | 0 | 0 | 0.62296 | 0.30119
2018-08-14 12:00 | 8 | 12 | 3 | 1 | 1 | 0.54404 | 224.5551 | 224.5551 | 27.2018 | 16.2515 | 9.7834 | 12.9006 | 12.9006 | 3649.3471 | 27.2018 | 0 | 3207.279 | 442.0681 | 0 | 350.9186 | 0 | 0 | 197.3533 | 0 | 0 | 3207.279 | 442.0681 | 0 | 350.9186 | 0 | 0 | 0.54404 | 0.40946
2018-08-14 13:00 | 8 | 13 | 3 | 1 | 1 | 0.47968 | 228.8625 | 228.8625 | 23.9841 | 16.2515 | 9.7834 | 12.9006 | 12.9006 | 3719.3488 | 23.9841 | 0 | 3329.5714 | 389.7774 | 0 | 309.4096 | 0 | 0 | 204.8783 | 0 | 0 | 3329.5714 | 389.7774 | 0 | 309.4096 | 0 | 0 | 0.47968 | 0.37731
2018-08-14 14:00 | 8 | 14 | 3 | 1 | 1 | 0.47926 | 223.2044 | 223.2044 | 23.9632 | 16.2515 | 9.7834 | 12.9006 | 12.9006 | 3627.3961 | 23.9632 | 0 | 3237.9583 | 389.4377 | 0 | 309.14 | 0 | 0 | 199.2411 | 0 | 0 | 3237.9583 | 389.4377 | 0 | 309.14 | 0 | 0 | 0.47926 | 0.41553
2018-08-14 15:00 | 8 | 15 | 3 | 1 | 1 | 0.50199 | 202.9631 | 202.9631 | 25.0995 | 16.2515 | 9.7834 | 12.9006 | 12.9006 | 3298.4458 | 25.0995 | 0 | 2890.5424 | 407.9034 | 0 | 323.7983 | 0 | 0 | 177.8636 | 0 | 0 | 2890.5424 | 407.9034 | 0 | 323.7983 | 0 | 0 | 0.50199 | 0.30123
2018-08-14 16:00 | 8 | 16 | 3 | 1 | 1 | 0.37721 | 175.8509 | 175.8509 | 18.8606 | 16.2515 | 9.7834 | 12.9006 | 12.9006 | 2857.8337 | 18.8606 | 0 | 2551.3207 | 306.513 | 0 | 243.3135 | 0 | 0 | 156.9903 | 0 | 0 | 2551.3207 | 306.513 | 0 | 243.3135 | 0 | 0 | 0.37721 | 0.28373
2018-08-14 17:00 | 8 | 17 | 3 | 1 | 1 | 0.21588 | 106.0545 | 106.0545 | 10.7939 | 16.2515 | 9.7834 | 12.9006 | 12.9006 | 1723.5402 | 10.7939 | 0 | 1548.1228 | 175.4174 | 0 | 139.2483 | 0 | 0 | 95.2606 | 0 | 0 | 1548.1228 | 175.4174 | 0 | 139.2483 | 0 | 0 | 0.21588 | 0.14751
2018-08-14 18:00 | 8 | 18 | 3 | 1 | 1 | 0.057076 | 80.3432 | 80.3432 | 2.8538 | 16.2515 | 9.7834 | 12.9006 | 12.9006 | 1305.6944 | 2.8538 | 0 | 1259.316 | 46.3783 | 0 | 36.8156 | 0 | 0 | 77.4894 | 0 | 0 | 1259.316 | 46.3783 | 0 | 36.8156 | 0 | 0 | 0.057076 | 0.041135
2018-08-14 19:00 | 8 | 19 | 3 | 1 | 0 | 0 | 74.8917 | 74.8917 | 0 | 16.2515 | 9.7834 | 12.9006 | 12.9006 | 1217.0987 | 0 | 0 | 1217.0987 | 0 | 0 | 0 | 0 | 0 | 74.8917 | 0 | 0 | 1217.0987 | 0 | 0 | 0 | 0 | 0 | 0 | 0
2018-08-14 20:00 | 8 | 20 | 3 | 1 | 0 | 0 | 83.1263 | 83.1263 | 0 | 16.2515 | 9.7834 | 12.9006 | 12.9006 | 1350.9241 | 0 | 0 | 1350.9241 | 0 | 0 | 0 | 0 | 0 | 83.1263 | 0 | 0 | 1350.9241 | 0 | 0 | 0 | 0 | 0 | 0 | 0
2018-08-14 21:00 | 8 | 21 | 3 | 1 | 0 | 0 | 75.6425 | 75.6425 | 0 | 16.2515 | 9.7834 | 12.9006 | 12.9006 | 1229.3012 | 0 | 0 | 1229.3012 | 0 | 0 | 0 | 0 | 0 | 75.6425 | 0 | 0 | 1229.3012 | 0 | 0 | 0 | 0 | 0 | 0 | 0
2018-08-14 22:00 | 8 | 22 | 3 | 1 | 0 | 0 | 69.3859 | 69.3859 | 0 | 16.2515 | 9.7834 | 12.9006 | 12.9006 | 1127.622 | 0 | 0 | 1127.622 | 0 | 0 | 0 | 0 | 0 | 69.3859 | 0 | 0 | 1127.622 | 0 | 0 | 0 | 0 | 0 | 0 | 0
2018-08-14 23:00 | 8 | 23 | 3 | 1 | 0 | 0 | 66.4165 | 66.4165 | 0 | 16.2515 | 9.7834 | 12.9006 | 12.9006 | 1079.3641 | 0 | 0 | 1079.3641 | 0 | 0 | 0 | 0 | 0 | 66.4165 | 0 | 0 | 1079.3641 | 0 | 0 | 0 | 0 | 0 | 0 | 0
2018-08-15 | 8 | 0 | 4 | 1 | 0 | 0 | 66.2972 | 66.2972 | 0 | 16.2515 | 9.7834 | 12.9006 | 12.9006 | 1077.4267 | 0 | 0 | 1077.4267 | 0 | 0 | 0 | 0 | 0 | 66.2972 | 0 | 0 | 1077.4267 | 0 | 0 | 0 | 0 | 0 | 0 | 0
2018-08-15 01:00 | 8 | 1 | 4 | 1 | 0 | 0 | 67.0424 | 67.0424 | 0 | 16.2515 | 9.7834 | 12.9006 | 12.9006 | 1089.5372 | 0 | 0 | 1089.5372 | 0 | 0 | 0 | 0 | 0 | 67.0424 | 0 | 0 | 1089.5372 | 0 | 0 | 0 | 0 | 0 | 0 | 0
2018-08-15 02:00 | 8 | 2 | 4 | 1 | 0 | 0 | 67.2193 | 67.2193 | 0 | 16.2515 | 9.7834 | 12.9006 | 12.9006 | 1092.4123 | 0 | 0 | 1092.4123 | 0 | 0 | 0 | 0 | 0 | 67.2193 | 0 | 0 | 1092.4123 | 0 | 0 | 0 | 0 | 0 | 0 | 0
2018-08-15 03:00 | 8 | 3 | 4 | 1 | 0 | 0 | 69.2487 | 69.2487 | 0 | 16.2515 | 9.7834 | 12.9006 | 12.9006 | 1125.3921 | 0 | 0 | 1125.3921 | 0 | 0 | 0 | 0 | 0 | 69.2487 | 0 | 0 | 1125.3921 | 0 | 0 | 0 | 0 | 0 | 0 | 0
2018-08-15 04:00 | 8 | 4 | 4 | 1 | 0 | 0 | 76.1901 | 76.1901 | 0 | 16.2515 | 9.7834 | 12.9006 | 12.9006 | 1238.2006 | 0 | 0 | 1238.2006 | 0 | 0 | 0 | 0 | 0 | 76.1901 | 0 | 0 | 1238.2006 | 0 | 0 | 0 | 0 | 0 | 0 | 0
2018-08-15 05:00 | 8 | 5 | 4 | 1 | 0 | 0 | 85.2774 | 85.2774 | 0 | 16.2515 | 9.7834 | 12.9006 | 12.9006 | 1385.8813 | 0 | 0 | 1385.8813 | 0 | 0 | 0 | 0 | 0 | 85.2774 | 0 | 0 | 1385.8813 | 0 | 0 | 0 | 0 | 0 | 0 | 0
2018-08-15 06:00 | 8 | 6 | 4 | 1 | 0 | 0.026631 | 103.8343 | 103.8343 | 1.3316 | 16.2515 | 9.7834 | 12.9006 | 12.9006 | 1687.4593 | 1.3316 | 0 | 1665.8196 | 21.6398 | 0 | 17.1779 | 0 | 0 | 102.5028 | 0 | 0 | 1665.8196 | 21.6398 | 0 | 17.1779 | 0 | 0 | 0.026631 | 0.027858
2018-08-15 07:00 | 8 | 7 | 4 | 1 | 0 | 0.15772 | 124.0231 | 124.0231 | 7.8858 | 16.2515 | 9.7834 | 12.9006 | 12.9006 | 2015.5557 | 7.8858 | 0 | 1887.3991 | 128.1565 | 0 | 101.7321 | 0 | 0 | 116.1372 | 0 | 0 | 1887.3991 | 128.1565 | 0 | 101.7321 | 0 | 0 | 0.15772 | 0.18233
2018-08-15 08:00 | 8 | 8 | 4 | 1 | 0 | 0.32333 | 147.6618 | 147.6618 | 16.1664 | 16.2515 | 9.7834 | 12.9006 | 12.9006 | 2399.7193 | 16.1664 | 0 | 2136.9918 | 262.7275 | 0 | 208.5561 | 0 | 0 | 131.4954 | 0 | 0 | 2136.9918 | 262.7275 | 0 | 208.5561 | 0 | 0 | 0.32333 | 0.37732
2018-08-15 09:00 | 8 | 9 | 4 | 1 | 0 | 0.45486 | 176.2205 | 176.2205 | 22.743 | 16.2515 | 9.7834 | 12.9006 | 12.9006 | 2863.8391 | 22.743 | 0 | 2494.2322 | 369.6069 | 0 | 293.3981 | 0 | 0 | 153.4775 | 0 | 0 | 2494.2322 | 369.6069 | 0 | 293.3981 | 0 | 0 | 0.45486 | 0.52797
2018-08-15 10:00 | 8 | 10 | 4 | 1 | 0 | 0.38105 | 207.5019 | 207.5019 | 19.0523 | 16.2515 | 9.7834 | 12.9006 | 12.9006 | 3372.2081 | 19.0523 | 0 | 3062.5813 | 309.6268 | 0 | 245.7852 | 0 | 0 | 188.4496 | 0 | 0 | 3062.5813 | 309.6268 | 0 | 245.7852 | 0 | 0 | 0.38105 | 0.63705
2018-08-15 11:00 | 8 | 11 | 4 | 1 | 1 | 0.45948 | 227.8246 | 227.8246 | 22.974 | 16.2515 | 9.7834 | 12.9006 | 12.9006 | 3702.4813 | 22.974 | 0 | 3329.1204 | 373.361 | 0 | 296.3781 | 0 | 0 | 204.8506 | 0 | 0 | 3329.1204 | 373.361 | 0 | 296.3781 | 0 | 0 | 0.45948 | 0.70585
2018-08-15 12:00 | 8 | 12 | 4 | 1 | 1 | 0.62583 | 237.5125 | 237.5125 | 31.2916 | 16.2515 | 9.7834 | 12.9006 | 12.9006 | 3859.9242 | 31.2916 | 0 | 3351.3894 | 508.5349 | 0 | 403.6807 | 0 | 0 | 206.2209 | 0 | 0 | 3351.3894 | 508.5349 | 0 | 403.6807 | 0 | 0 | 0.62583 | 0.73217
2018-08-15 13:00 | 8 | 13 | 4 | 1 | 1 | 0.24537 | 238.5962 | 238.5962 | 12.2683 | 16.2515 | 9.7834 | 12.9006 | 12.9006 | 3877.5365 | 12.2683 | 0 | 3678.1587 | 199.3777 | 0 | 158.2683 | 0 | 0 | 226.3279 | 0 | 0 | 3678.1587 | 199.3777 | 0 | 158.2683 | 0 | 0 | 0.24537 | 0.66626
2018-08-15 14:00 | 8 | 14 | 4 | 1 | 1 | 0.043329 | 226.7807 | 226.7807 | 2.1664 | 16.2515 | 9.7834 | 12.9006 | 12.9006 | 3685.5174 | 2.1664 | 0 | 3650.3094 | 35.208 | 0 | 27.9485 | 0 | 0 | 224.6143 | 0 | 0 | 3650.3094 | 35.208 | 0 | 27.9485 | 0 | 0 | 0.043329 | 0.66695
2018-08-15 15:00 | 8 | 15 | 4 | 1 | 1 | 0.031066 | 205.9728 | 205.9728 | 1.5533 | 16.2515 | 9.7834 | 12.9006 | 12.9006 | 3347.3579 | 1.5533 | 0 | 3322.1143 | 25.2436 | 0 | 20.0387 | 0 | 0 | 204.4195 | 0 | 0 | 3322.1143 | 25.2436 | 0 | 20.0387 | 0 | 0 | 0.031066 | 0.56686
2018-08-15 16:00 | 8 | 16 | 4 | 1 | 1 | 0.29186 | 184.3058 | 184.3058 | 14.5929 | 16.2515 | 9.7834 | 12.9006 | 12.9006 | 2995.2382 | 14.5929 | 0 | 2758.0815 | 237.1567 | 0 | 188.2576 | 0 | 0 | 169.7129 | 0 | 0 | 2758.0815 | 237.1567 | 0 | 188.2576 | 0 | 0 | 0.29186 | 0.42771
2018-08-15 17:00 | 8 | 17 | 4 | 1 | 1 | 0.18311 | 112.1899 | 112.1899 | 9.1556 | 16.2515 | 9.7834 | 12.9006 | 12.9006 | 1823.2497 | 9.1556 | 0 | 1674.4578 | 148.7918 | 0 | 118.1126 | 0 | 0 | 103.0343 | 0 | 0 | 1674.4578 | 148.7918 | 0 | 118.1126 | 0 | 0 | 0.18311 | 0.24325
2018-08-15 18:00 | 8 | 18 | 4 | 1 | 1 | 0.05624 | 84.5794 | 84.5794 | 2.812 | 16.2515 | 9.7834 | 12.9006 | 12.9006 | 1374.5384 | 2.812 | 0 | 1328.8394 | 45.699 | 0 | 36.2764 | 0 | 0 | 81.7674 | 0 | 0 | 1328.8394 | 45.699 | 0 | 36.2764 | 0 | 0 | 0.05624 | 0.060755
2018-08-15 19:00 | 8 | 19 | 4 | 1 | 0 | 0 | 80.1768 | 80.1768 | 0 | 16.2515 | 9.7834 | 12.9006 | 12.9006 | 1302.99 | 0 | 0 | 1302.99 | 0 | 0 | 0 | 0 | 0 | 80.1768 | 0 | 0 | 1302.99 | 0 | 0 | 0 | 0 | 0 | 0 | 0
2018-08-15 20:00 | 8 | 20 | 4 | 1 | 0 | 0 | 85.3824 | 85.3824 | 0 | 16.2515 | 9.7834 | 12.9006 | 12.9006 | 1387.5889 | 0 | 0 | 1387.5889 | 0 | 0 | 0 | 0 | 0 | 85.3824 | 0 | 0 | 1387.5889 | 0 | 0 | 0 | 0 | 0 | 0 | 0
2018-08-15 21:00 | 8 | 21 | 4 | 1 | 0 | 0 | 76.5705 | 76.5705 | 0 | 16.2515 | 9.7834 | 12.9006 | 12.9006 | 1244.3817 | 0 | 0 | 1244.3817 | 0 | 0 | 0 | 0 | 0 | 76.5705 | 0 | 0 | 1244.3817 | 0 | 0 | 0 | 0 | 0 | 0 | 0
2018-08-15 22:00 | 8 | 22 | 4 | 1 | 0 | 0 | 70.5452 | 70.5452 | 0 | 16.2515 | 9.7834 | 12.9006 | 12.9006 | 1146.4617 | 0 | 0 | 1146.4617 | 0 | 0 | 0 | 0 | 0 | 70.5452 | 0 | 0 | 1146.4617 | 0 | 0 | 0 | 0 | 0 | 0 | 0
2018-08-15 23:00 | 8 | 23 | 4 | 1 | 0 | 0 | 68.4871 | 68.4871 | 0 | 16.2515 | 9.7834 | 12.9006 | 12.9006 | 1113.0149 | 0 | 0 | 1113.0149 | 0 | 0 | 0 | 0 | 0 | 68.4871 | 0 | 0 | 1113.0149 | 0 | 0 | 0 | 0 | 0 | 0 | 0
2018-08-16 | 8 | 0 | 5 | 1 | 0 | 0 | 68.308 | 68.308 | 0 | 16.2515 | 9.7834 | 12.9006 | 12.9006 | 1110.1038 | 0 | 0 | 1110.1038 | 0 | 0 | 0 | 0 | 0 | 68.308 | 0 | 0 | 1110.1038 | 0 | 0 | 0 | 0 | 0 | 0 | 0
2018-08-16 01:00 | 8 | 1 | 5 | 1 | 0 | 0 | 68.2945 | 68.2945 | 0 | 16.2515 | 9.7834 | 12.9006 | 12.9006 | 1109.8856 | 0 | 0 | 1109.8856 | 0 | 0 | 0 | 0 | 0 | 68.2945 | 0 | 0 | 1109.8856 | 0 | 0 | 0 | 0 | 0 | 0 | 0
2018-08-16 02:00 | 8 | 2 | 5 | 1 | 0 | 0 | 68.7583 | 68.7583 | 0 | 16.2515 | 9.7834 | 12.9006 | 12.9006 | 1117.4218 | 0 | 0 | 1117.4218 | 0 | 0 | 0 | 0 | 0 | 68.7583 | 0 | 0 | 1117.4218 | 0 | 0 | 0 | 0 | 0 | 0 | 0
2018-08-16 03:00 | 8 | 3 | 5 | 1 | 0 | 0 | 71.6302 | 71.6302 | 0 | 16.2515 | 9.7834 | 12.9006 | 12.9006 | 1164.0956 | 0 | 0 | 1164.0956 | 0 | 0 | 0 | 0 | 0 | 71.6302 | 0 | 0 | 1164.0956 | 0 | 0 | 0 | 0 | 0 | 0 | 0
2018-08-16 04:00 | 8 | 4 | 5 | 1 | 0 | 0 | 78.5437 | 78.5437 | 0 | 16.2515 | 9.7834 | 12.9006 | 12.9006 | 1276.4495 | 0 | 0 | 1276.4495 | 0 | 0 | 0 | 0 | 0 | 78.5437 | 0 | 0 | 1276.4495 | 0 | 0 | 0 | 0 | 0 | 0 | 0
2018-08-16 05:00 | 8 | 5 | 5 | 1 | 0 | 0 | 90.1553 | 90.1553 | 0 | 16.2515 | 9.7834 | 12.9006 | 12.9006 | 1465.155 | 0 | 0 | 1465.155 | 0 | 0 | 0 | 0 | 0 | 90.1553 | 0 | 0 | 1465.155 | 0 | 0 | 0 | 0 | 0 | 0 | 0
2018-08-16 06:00 | 8 | 6 | 5 | 1 | 0 | 0.026545 | 109.1826 | 109.1826 | 1.3273 | 16.2515 | 9.7834 | 12.9006 | 12.9006 | 1774.3768 | 1.3273 | 0 | 1752.807 | 21.5697 | 0 | 17.1223 | 0 | 0 | 107.8554 | 0 | 0 | 1752.807 | 21.5697 | 0 | 17.1223 | 0 | 0 | 0.026545 | 0.026438
2018-08-16 07:00 | 8 | 7 | 5 | 1 | 0 | 0.15973 | 131.8455 | 131.8455 | 7.9864 | 16.2515 | 9.7834 | 12.9006 | 12.9006 | 2142.6818 | 7.9864 | 0 | 2012.892 | 129.7898 | 0 | 103.0286 | 0 | 0 | 123.8592 | 0 | 0 | 2012.892 | 129.7898 | 0 | 103.0286 | 0 | 0 | 0.15973 | 0.18468
2018-08-16 08:00 | 8 | 8 | 5 | 1 | 0 | 0.32745 | 152.5828 | 152.5828 | 16.3726 | 16.2515 | 9.7834 | 12.9006 | 12.9006 | 2479.6934 | 16.3726 | 0 | 2213.6148 | 266.0786 | 0 | 211.2162 | 0 | 0 | 136.2102 | 0 | 0 | 2213.6148 | 266.0786 | 0 | 211.2162 | 0 | 0 | 0.32745 | 0.37906
2018-08-16 09:00 | 8 | 9 | 5 | 1 | 0 | 0.46182 | 174.1779 | 174.1779 | 23.0911 | 16.2515 | 9.7834 | 12.9006 | 12.9006 | 2830.645 | 23.0911 | 0 | 2455.3802 | 375.2648 | 0 | 297.8894 | 0 | 0 | 151.0868 | 0 | 0 | 2455.3802 | 375.2648 | 0 | 297.8894 | 0 | 0 | 0.46182 | 0.52599
2018-08-16 10:00 | 8 | 10 | 5 | 1 | 0 | 0.5581 | 199.5844 | 199.5844 | 27.9051 | 16.2515 | 9.7834 | 12.9006 | 12.9006 | 3243.5367 | 27.9051 | 0 | 2790.0373 | 453.4993 | 0 | 359.9928 | 0 | 0 | 171.6792 | 0 | 0 | 2790.0373 | 453.4993 | 0 | 359.9928 | 0 | 0 | 0.5581 | 0.63327
2018-08-16 11:00 | 8 | 11 | 5 | 1 | 1 | 0.61865 | 216.2002 | 216.2002 | 30.9322 | 16.2515 | 9.7834 | 12.9006 | 12.9006 | 3513.5686 | 30.9322 | 0 | 3010.8745 | 502.6941 | 0 | 399.0442 | 0 | 0 | 185.268 | 0 | 0 | 3010.8745 | 502.6941 | 0 | 399.0442 | 0 | 0 | 0.61865 | 0.62224
2018-08-16 12:00 | 8 | 12 | 5 | 1 | 1 | 0.64189 | 225.582 | 225.582 | 32.0946 | 16.2515 | 9.7834 | 12.9006 | 12.9006 | 3666.0357 | 32.0946 | 0 | 3144.4517 | 521.584 | 0 | 414.0392 | 0 | 0 | 193.4874 | 0 | 0 | 3144.4517 | 521.584 | 0 | 414.0392 | 0 | 0 | 0.64189 | 0.72092
2018-08-16 13:00 | 8 | 13 | 5 | 1 | 1 | 0.62566 | 228.6289 | 228.6289 | 31.2831 | 16.2515 | 9.7834 | 12.9006 | 12.9006 | 3715.552 | 31.2831 | 0 | 3207.1553 | 508.3968 | 0 | 403.571 | 0 | 0 | 197.3457 | 0 | 0 | 3207.1553 | 508.3968 | 0 | 403.571 | 0 | 0 | 0.62566 | 0.70075
2018-08-16 14:00 | 8 | 14 | 5 | 1 | 1 | 0.57238 | 222.2446 | 222.2446 | 28.6191 | 16.2515 | 9.7834 | 12.9006 | 12.9006 | 3611.7989 | 28.6191 | 0 | 3146.6977 | 465.1012 | 0 | 369.2026 | 0 | 0 | 193.6256 | 0 | 0 | 3146.6977 | 465.1012 | 0 | 369.2026 | 0 | 0 | 0.57238 | 0.64276
2018-08-16 15:00 | 8 | 15 | 5 | 1 | 1 | 0.48446 | 203.6547 | 203.6547 | 24.2232 | 16.2515 | 9.7834 | 12.9006 | 12.9006 | 3309.6856 | 24.2232 | 0 | 2916.0233 | 393.6623 | 0 | 312.4935 | 0 | 0 | 179.4315 | 0 | 0 | 2916.0233 | 393.6623 | 0 | 312.4935 | 0 | 0 | 0.48446 | 0.5454
2018-08-16 16:00 | 8 | 16 | 5 | 1 | 1 | 0.35998 | 179.8505 | 179.8505 | 17.9992 | 16.2515 | 9.7834 | 12.9006 | 12.9006 | 2922.8324 | 17.9992 | 0 | 2630.3184 | 292.514 | 0 | 232.2009 | 0 | 0 | 161.8512 | 0 | 0 | 2630.3184 | 292.514 | 0 | 232.2009 | 0 | 0 | 0.35998 | 0.41078
2018-08-16 17:00 | 8 | 17 | 5 | 1 | 1 | 0.10523 | 111.0794 | 111.0794 | 5.2616 | 16.2515 | 9.7834 | 12.9006 | 12.9006 | 1805.202 | 5.2616 | 0 | 1719.6926 | 85.5095 | 0 | 67.8784 | 0 | 0 | 105.8177 | 0 | 0 | 1719.6926 | 85.5095 | 0 | 67.8784 | 0 | 0 | 0.10523 | 0.23202
2018-08-16 18:00 | 8 | 18 | 5 | 1 | 1 | 0.048808 | 83.4135 | 83.4135 | 2.4404 | 16.2515 | 9.7834 | 12.9006 | 12.9006 | 1355.5906 | 2.4404 | 0 | 1315.9304 | 39.6602 | 0 | 31.4827 | 0 | 0 | 80.9731 | 0 | 0 | 1315.9304 | 39.6602 | 0 | 31.4827 | 0 | 0 | 0.048808 | 0.059806
2018-08-16 19:00 | 8 | 19 | 5 | 1 | 0 | 0 | 78.9958 | 78.9958 | 0 | 16.2515 | 9.7834 | 12.9006 | 12.9006 | 1283.7975 | 0 | 0 | 1283.7975 | 0 | 0 | 0 | 0 | 0 | 78.9958 | 0 | 0 | 1283.7975 | 0 | 0 | 0 | 0 | 0 | 0 | 0
2018-08-16 20:00 | 8 | 20 | 5 | 1 | 0 | 0 | 84.0027 | 84.0027 | 0 | 16.2515 | 9.7834 | 12.9006 | 12.9006 | 1365.1663 | 0 | 0 | 1365.1663 | 0 | 0 | 0 | 0 | 0 | 84.0027 | 0 | 0 | 1365.1663 | 0 | 0 | 0 | 0 | 0 | 0 | 0
2018-08-16 21:00 | 8 | 21 | 5 | 1 | 0 | 0 | 78.0652 | 78.0652 | 0 | 16.2515 | 9.7834 | 12.9006 | 12.9006 | 1268.6726 | 0 | 0 | 1268.6726 | 0 | 0 | 0 | 0 | 0 | 78.0652 | 0 | 0 | 1268.6726 | 0 | 0 | 0 | 0 | 0 | 0 | 0
2018-08-16 22:00 | 8 | 22 | 5 | 1 | 0 | 0 | 71.0182 | 71.0182 | 0 | 16.2515 | 9.7834 | 12.9006 | 12.9006 | 1154.1486 | 0 | 0 | 1154.1486 | 0 | 0 | 0 | 0 | 0 | 71.0182 | 0 | 0 | 1154.1486 | 0 | 0 | 0 | 0 | 0 | 0 | 0
2018-08-16 23:00 | 8 | 23 | 5 | 1 | 0 | 0 | 68.8674 | 68.8674 | 0 | 16.2515 | 9.7834 | 12.9006 | 12.9006 | 1119.1952 | 0 | 0 | 1119.1952 | 0 | 0 | 0 | 0 | 0 | 68.8674 | 0 | 0 | 1119.1952 | 0 | 0 | 0 | 0 | 0 | 0 | 0
2018-08-17 | 8 | 0 | 6 | 1 | 0 | 0 | 69.0072 | 69.0072 | 0 | 16.2515 | 9.7834 | 12.9006 | 12.9006 | 1121.4669 | 0 | 0 | 1121.4669 | 0 | 0 | 0 | 0 | 0 | 69.0072 | 0 | 0 | 1121.4669 | 0 | 0 | 0 | 0 | 0 | 0 | 0
2018-08-17 01:00 | 8 | 1 | 6 | 1 | 0 | 0 | 68.7278 | 68.7278 | 0 | 16.2515 | 9.7834 | 12.9006 | 12.9006 | 1116.9268 | 0 | 0 | 1116.9268 | 0 | 0 | 0 | 0 | 0 | 68.7278 | 0 | 0 | 1116.9268 | 0 | 0 | 0 | 0 | 0 | 0 | 0
2018-08-17 02:00 | 8 | 2 | 6 | 1 | 0 | 0 | 69.7066 | 69.7066 | 0 | 16.2515 | 9.7834 | 12.9006 | 12.9006 | 1132.8331 | 0 | 0 | 1132.8331 | 0 | 0 | 0 | 0 | 0 | 69.7066 | 0 | 0 | 1132.8331 | 0 | 0 | 0 | 0 | 0 | 0 | 0
2018-08-17 03:00 | 8 | 3 | 6 | 1 | 0 | 0 | 72.2079 | 72.2079 | 0 | 16.2515 | 9.7834 | 12.9006 | 12.9006 | 1173.4843 | 0 | 0 | 1173.4843 | 0 | 0 | 0 | 0 | 0 | 72.2079 | 0 | 0 | 1173.4843 | 0 | 0 | 0 | 0 | 0 | 0 | 0
2018-08-17 04:00 | 8 | 4 | 6 | 1 | 0 | 0 | 78.881 | 78.881 | 0 | 16.2515 | 9.7834 | 12.9006 | 12.9006 | 1281.9316 | 0 | 0 | 1281.9316 | 0 | 0 | 0 | 0 | 0 | 78.881 | 0 | 0 | 1281.9316 | 0 | 0 | 0 | 0 | 0 | 0 | 0
2018-08-17 05:00 | 8 | 5 | 6 | 1 | 0 | 0 | 90.1421 | 90.1421 | 0 | 16.2515 | 9.7834 | 12.9006 | 12.9006 | 1464.9398 | 0 | 0 | 1464.9398 | 0 | 0 | 0 | 0 | 0 | 90.1421 | 0 | 0 | 1464.9398 | 0 | 0 | 0 | 0 | 0 | 0 | 0
2018-08-17 06:00 | 8 | 6 | 6 | 1 | 0 | 0.024619 | 107.0657 | 107.0657 | 1.231 | 16.2515 | 9.7834 | 12.9006 | 12.9006 | 1739.9735 | 1.231 | 0 | 1719.9686 | 20.005 | 0 | 15.8802 | 0 | 0 | 105.8347 | 0 | 0 | 1719.9686 | 20.005 | 0 | 15.8802 | 0 | 0 | 0.024619 | 0.026788
2018-08-17 07:00 | 8 | 7 | 6 | 1 | 0 | 0.15874 | 126.4663 | 126.4663 | 7.9368 | 16.2515 | 9.7834 | 12.9006 | 12.9006 | 2055.2614 | 7.9368 | 0 | 1926.2768 | 128.9846 | 0 | 102.3894 | 0 | 0 | 118.5295 | 0 | 0 | 1926.2768 | 128.9846 | 0 | 102.3894 | 0 | 0 | 0.15874 | 0.16599
2018-08-17 08:00 | 8 | 8 | 6 | 1 | 0 | 0.32916 | 146.5208 | 146.5208 | 16.4579 | 16.2515 | 9.7834 | 12.9006 | 12.9006 | 2381.1765 | 16.4579 | 0 | 2113.7117 | 267.4648 | 0 | 212.3166 | 0 | 0 | 130.0629 | 0 | 0 | 2113.7117 | 267.4648 | 0 | 212.3166 | 0 | 0 | 0.32916 | 0.36923
2018-08-17 09:00 | 8 | 9 | 6 | 1 | 0 | 0.46347 | 164.8693 | 164.8693 | 23.1735 | 16.2515 | 9.7834 | 12.9006 | 12.9006 | 2679.3665 | 23.1735 | 0 | 2302.7633 | 376.6031 | 0 | 298.9518 | 0 | 0 | 141.6958 | 0 | 0 | 2302.7633 | 376.6031 | 0 | 298.9518 | 0 | 0 | 0.46347 | 0.51896
2018-08-17 10:00 | 8 | 10 | 6 | 1 | 0 | 0.56175 | 186.2011 | 186.2011 | 28.0873 | 16.2515 | 9.7834 | 12.9006 | 12.9006 | 3026.0384 | 28.0873 | 0 | 2569.5797 | 456.4587 | 0 | 362.342 | 0 | 0 | 158.1138 | 0 | 0 | 2569.5797 | 456.4587 | 0 | 362.342 | 0 | 0 | 0.56175 | 0.6083
2018-08-17 11:00 | 8 | 11 | 6 | 1 | 1 | 0.54013 | 198.2317 | 198.2317 | 27.0064 | 16.2515 | 9.7834 | 12.9006 | 12.9006 | 3221.5543 | 27.0064 | 0 | 2782.6609 | 438.8933 | 0 | 348.3984 | 0 | 0 | 171.2253 | 0 | 0 | 2782.6609 | 438.8933 | 0 | 348.3984 | 0 | 0 | 0.54013 | 0.5857
2018-08-17 12:00 | 8 | 12 | 6 | 1 | 1 | 0.64561 | 207.7108 | 207.7108 | 32.2803 | 16.2515 | 9.7834 | 12.9006 | 12.9006 | 3375.6028 | 32.2803 | 0 | 2851.0001 | 524.6027 | 0 | 416.4355 | 0 | 0 | 175.4304 | 0 | 0 | 2851.0001 | 524.6027 | 0 | 416.4355 | 0 | 0 | 0.64561 | 0.48222
2018-08-17 13:00 | 8 | 13 | 6 | 1 | 1 | 0.50946 | 207.8102 | 207.8102 | 25.473 | 16.2515 | 9.7834 | 12.9006 | 12.9006 | 3377.2187 | 25.473 | 0 | 2963.2462 | 413.9725 | 0 | 328.616 | 0 | 0 | 182.3373 | 0 | 0 | 2963.2462 | 413.9725 | 0 | 328.616 | 0 | 0 | 0.50946 | 0.46524
2018-08-17 14:00 | 8 | 14 | 6 | 1 | 1 | 0.50969 | 198.4918 | 198.4918 | 25.4845 | 16.2515 | 9.7834 | 12.9006 | 12.9006 | 3225.7803 | 25.4845 | 0 | 2811.6201 | 414.1602 | 0 | 328.765 | 0 | 0 | 173.0073 | 0 | 0 | 2811.6201 | 414.1602 | 0 | 328.765 | 0 | 0 | 0.50969 | 0.41925
2018-08-17 15:00 | 8 | 15 | 6 | 1 | 1 | 0.39845 | 180.3229 | 180.3229 | 19.9226 | 16.2515 | 9.7834 | 12.9006 | 12.9006 | 2930.5097 | 19.9226 | 0 | 2606.7392 | 323.7705 | 0 | 257.0126 | 0 | 0 | 160.4003 | 0 | 0 | 2606.7392 | 323.7705 | 0 | 257.0126 | 0 | 0 | 0.39845 | 0.44835
2018-08-17 16:00 | 8 | 16 | 6 | 1 | 1 | 0.25772 | 158.5994 | 158.5994 | 12.8858 | 16.2515 | 9.7834 | 12.9006 | 12.9006 | 2577.4712 | 12.8858 | 0 | 2368.0582 | 209.413 | 0 | 166.2344 | 0 | 0 | 145.7136 | 0 | 0 | 2368.0582 | 209.413 | 0 | 166.2344 | 0 | 0 | 0.25772 | 0.2738
2018-08-17 17:00 | 8 | 17 | 6 | 1 | 1 | 0.18399 | 100.1309 | 100.1309 | 9.1993 | 16.2515 | 9.7834 | 12.9006 | 12.9006 | 1627.2729 | 9.1993 | 0 | 1477.7717 | 149.5012 | 0 | 118.6757 | 0 | 0 | 90.9316 | 0 | 0 | 1477.7717 | 149.5012 | 0 | 118.6757 | 0 | 0 | 0.18399 | 0.1397
2018-08-17 18:00 | 8 | 18 | 6 | 1 | 1 | 0.045828 | 77.0289 | 77.0289 | 2.2914 | 16.2515 | 9.7834 | 12.9006 | 12.9006 | 1251.8316 | 2.2914 | 0 | 1214.593 | 37.2386 | 0 | 29.5604 | 0 | 0 | 74.7375 | 0 | 0 | 1214.593 | 37.2386 | 0 | 29.5604 | 0 | 0 | 0.045828 | 0.030145
2018-08-17 19:00 | 8 | 19 | 6 | 1 | 0 | 0 | 77.2444 | 77.2444 | 0 | 16.2515 | 9.7834 | 12.9006 | 12.9006 | 1255.3338 | 0 | 0 | 1255.3338 | 0 | 0 | 0 | 0 | 0 | 77.2444 | 0 | 0 | 1255.3338 | 0 | 0 | 0 | 0 | 0 | 0 | 0
2018-08-17 20:00 | 8 | 20 | 6 | 1 | 0 | 0 | 82.0245 | 82.0245 | 0 | 16.2515 | 9.7834 | 12.9006 | 12.9006 | 1333.0183 | 0 | 0 | 1333.0183 | 0 | 0 | 0 | 0 | 0 | 82.0245 | 0 | 0 | 1333.0183 | 0 | 0 | 0 | 0 | 0 | 0 | 0
2018-08-17 21:00 | 8 | 21 | 6 | 1 | 0 | 0 | 75.2905 | 75.2905 | 0 | 16.2515 | 9.7834 | 12.9006 | 12.9006 | 1223.5807 | 0 | 0 | 1223.5807 | 0 | 0 | 0 | 0 | 0 | 75.2905 | 0 | 0 | 1223.5807 | 0 | 0 | 0 | 0 | 0 | 0 | 0
2018-08-17 22:00 | 8 | 22 | 6 | 1 | 0 | 0 | 69.2103 | 69.2103 | 0 | 16.2515 | 9.7834 | 12.9006 | 12.9006 | 1124.7686 | 0 | 0 | 1124.7686 | 0 | 0 | 0 | 0 | 0 | 69.2103 | 0 | 0 | 1124.7686 | 0 | 0 | 0 | 0 | 0 | 0 | 0
2018-08-17 23:00 | 8 | 23 | 6 | 1 | 0 | 0 | 67.3708 | 67.3708 | 0 | 16.2515 | 9.7834 | 12.9006 | 12.9006 | 1094.8741 | 0 | 0 | 1094.8741 | 0 | 0 | 0 | 0 | 0 | 67.3708 | 0 | 0 | 1094.8741 | 0 | 0 | 0 | 0 | 0 | 0 | 0
2018-08-18 | 8 | 0 | 7 | 1 | 0 | 0 | 67.9844 | 67.9844 | 0 | 16.2515 | 9.7834 | 12.9006 | 12.9006 | 1104.8455 | 0 | 0 | 1104.8455 | 0 | 0 | 0 | 0 | 0 | 67.9844 | 0 | 0 | 1104.8455 | 0 | 0 | 0 | 0 | 0 | 0 | 0
2018-08-18 01:00 | 8 | 1 | 7 | 1 | 0 | 0 | 68.6171 | 68.6171 | 0 | 16.2515 | 9.7834 | 12.9006 | 12.9006 | 1115.1283 | 0 | 0 | 1115.1283 | 0 | 0 | 0 | 0 | 0 | 68.6171 | 0 | 0 | 1115.1283 | 0 | 0 | 0 | 0 | 0 | 0 | 0
2018-08-18 02:00 | 8 | 2 | 7 | 1 | 0 | 0 | 65.5183 | 65.5183 | 0 | 16.2515 | 9.7834 | 12.9006 | 12.9006 | 1064.7683 | 0 | 0 | 1064.7683 | 0 | 0 | 0 | 0 | 0 | 65.5183 | 0 | 0 | 1064.7683 | 0 | 0 | 0 | 0 | 0 | 0 | 0
2018-08-18 03:00 | 8 | 3 | 7 | 1 | 0 | 0 | 64.1685 | 64.1685 | 0 | 16.2515 | 9.7834 | 12.9006 | 12.9006 | 1042.8324 | 0 | 0 | 1042.8324 | 0 | 0 | 0 | 0 | 0 | 64.1685 | 0 | 0 | 1042.8324 | 0 | 0 | 0 | 0 | 0 | 0 | 0
2018-08-18 04:00 | 8 | 4 | 7 | 1 | 0 | 0 | 64.5711 | 64.5711 | 0 | 16.2515 | 9.7834 | 12.9006 | 12.9006 | 1049.3748 | 0 | 0 | 1049.3748 | 0 | 0 | 0 | 0 | 0 | 64.5711 | 0 | 0 | 1049.3748 | 0 | 0 | 0 | 0 | 0 | 0 | 0
2018-08-18 05:00 | 8 | 5 | 7 | 1 | 0 | 0 | 66.3548 | 66.3548 | 0 | 16.2515 | 9.7834 | 12.9006 | 12.9006 | 1078.362 | 0 | 0 | 1078.362 | 0 | 0 | 0 | 0 | 0 | 66.3548 | 0 | 0 | 1078.362 | 0 | 0 | 0 | 0 | 0 | 0 | 0
2018-08-18 06:00 | 8 | 6 | 7 | 1 | 0 | 0.027983 | 60.9327 | 60.9327 | 1.3992 | 16.2515 | 9.7834 | 12.9006 | 12.9006 | 990.2458 | 1.3992 | 0 | 967.5075 | 22.7383 | 0 | 18.0499 | 0 | 0 | 59.5336 | 0 | 0 | 967.5075 | 22.7383 | 0 | 18.0499 | 0 | 0 | 0.027983 | 0.012027
2018-08-18 07:00 | 8 | 7 | 7 | 1 | 0 | 0.15599 | 64.1992 | 64.1992 | 7.7993 | 16.2515 | 9.7834 | 12.9006 | 12.9006 | 1043.3311 | 7.7993 | 0 | 916.5811 | 126.75 | 0 | 100.6156 | 0 | 0 | 56.3999 | 0 | 0 | 916.5811 | 126.75 | 0 | 100.6156 | 0 | 0 | 0.15599 | 0.12297
2018-08-18 08:00 | 8 | 8 | 7 | 1 | 0 | 0.33211 | 65.4663 | 65.4663 | 16.6056 | 16.2515 | 9.7834 | 12.9006 | 12.9006 | 1063.9225 | 16.6056 | 0 | 794.0582 | 269.8644 | 0 | 214.2214 | 0 | 0 | 48.8607 | 0 | 0 | 794.0582 | 269.8644 | 0 | 214.2214 | 0 | 0 | 0.33211 | 0.23704
2018-08-18 09:00 | 8 | 9 | 7 | 1 | 0 | 0.10333 | 66.232 | 66.232 | 5.1665 | 16.2515 | 9.7834 | 12.9006 | 12.9006 | 1076.3663 | 5.1665 | 0 | 992.4039 | 83.9623 | 0 | 66.6502 | 0 | 0 | 61.0655 | 0 | 0 | 992.4039 | 83.9623 | 0 | 66.6502 | 0 | 0 | 0.10333 | 0.30013
2018-08-18 10:00 | 8 | 10 | 7 | 1 | 0 | 0.22706 | 74.2678 | 74.2678 | 11.3528 | 16.2515 | 9.7834 | 12.9006 | 12.9006 | 1206.9604 | 11.3528 | 0 | 1022.4616 | 184.4987 | 0 | 146.4572 | 0 | 0 | 62.9151 | 0 | 0 | 1022.4616 | 184.4987 | 0 | 146.4572 | 0 | 0 | 0.22706 | 0.34376
2018-08-18 11:00 | 8 | 11 | 7 | 1 | 1 | 0.50983 | 79.7294 | 79.7294 | 25.4915 | 16.2515 | 9.7834 | 12.9006 | 12.9006 | 1295.7187 | 25.4915 | 0 | 881.4455 | 414.2732 | 0 | 328.8547 | 0 | 0 | 54.2379 | 0 | 0 | 881.4455 | 414.2732 | 0 | 328.8547 | 0 | 0 | 0.50983 | 0.42221
2018-08-18 12:00 | 8 | 12 | 7 | 1 | 1 | 0.70173 | 84.5605 | 84.5605 | 35.0863 | 16.2515 | 9.7834 | 12.9006 | 12.9006 | 1374.2306 | 35.0863 | 0 | 804.0271 | 570.2035 | 0 | 452.6339 | 0 | 0 | 49.4742 | 0 | 0 | 804.0271 | 570.2035 | 0 | 452.6339 | 0 | 0 | 0.70173 | 0.35131
2018-08-18 13:00 | 8 | 13 | 7 | 1 | 1 | 0.69044 | 93.5147 | 93.5147 | 34.5219 | 16.2515 | 9.7834 | 12.9006 | 12.9006 | 1519.7502 | 34.5219 | 0 | 958.719 | 561.0312 | 0 | 445.3528 | 0 | 0 | 58.9928 | 0 | 0 | 958.719 | 561.0312 | 0 | 445.3528 | 0 | 0 | 0.69044 | 0.38236
2018-08-18 14:00 | 8 | 14 | 7 | 1 | 1 | 0.63418 | 96.7905 | 96.7905 | 31.7088 | 16.2515 | 9.7834 | 12.9006 | 12.9006 | 1572.987 | 31.7088 | 0 | 1057.6736 | 515.3134 | 0 | 409.0615 | 0 | 0 | 65.0818 | 0 | 0 | 1057.6736 | 515.3134 | 0 | 409.0615 | 0 | 0 | 0.63418 | 0.41751
2018-08-18 15:00 | 8 | 15 | 7 | 1 | 1 | 0.53833 | 97.4719 | 97.4719 | 26.9165 | 16.2515 | 9.7834 | 12.9006 | 12.9006 | 1584.0605 | 26.9165 | 0 | 1146.6282 | 437.4323 | 0 | 347.2387 | 0 | 0 | 70.5554 | 0 | 0 | 1146.6282 | 437.4323 | 0 | 347.2387 | 0 | 0 | 0.53833 | 0.37854
2018-08-18 16:00 | 8 | 16 | 7 | 1 | 1 | 0.40628 | 97.5812 | 97.5812 | 20.3141 | 16.2515 | 9.7834 | 12.9006 | 12.9006 | 1585.8368 | 20.3141 | 0 | 1255.7039 | 330.1329 | 0 | 262.0632 | 0 | 0 | 77.2672 | 0 | 0 | 1255.7039 | 330.1329 | 0 | 262.0632 | 0 | 0 | 0.40628 | 0.32914
2018-08-18 17:00 | 8 | 17 | 7 | 1 | 1 | 0.22912 | 66.952 | 66.952 | 11.456 | 16.2515 | 9.7834 | 12.9006 | 12.9006 | 1088.0677 | 11.456 | 0 | 901.891 | 186.1767 | 0 | 147.7891 | 0 | 0 | 55.496 | 0 | 0 | 901.891 | 186.1767 | 0 | 147.7891 | 0 | 0 | 0.22912 | 0.16576
2018-08-18 18:00 | 8 | 18 | 7 | 1 | 1 | 0.051169 | 60.0059 | 60.0059 | 2.5585 | 16.2515 | 9.7834 | 12.9006 | 12.9006 | 975.1827 | 2.5585 | 0 | 933.6037 | 41.5789 | 0 | 33.0058 | 0 | 0 | 57.4474 | 0 | 0 | 933.6037 | 41.5789 | 0 | 33.0058 | 0 | 0 | 0.051169 | 0.051619
2018-08-18 19:00 | 8 | 19 | 7 | 1 | 0 | 0 | 66.192 | 66.192 | 0 | 16.2515 | 9.7834 | 12.9006 | 12.9006 | 1075.716 | 0 | 0 | 1075.716 | 0 | 0 | 0 | 0 | 0 | 66.192 | 0 | 0 | 1075.716 | 0 | 0 | 0 | 0 | 0 | 0 | 0
2018-08-18 20:00 | 8 | 20 | 7 | 1 | 0 | 0 | 77.9582 | 77.9582 | 0 | 16.2515 | 9.7834 | 12.9006 | 12.9006 | 1266.9339 | 0 | 0 | 1266.9339 | 0 | 0 | 0 | 0 | 0 | 77.9582 | 0 | 0 | 1266.9339 | 0 | 0 | 0 | 0 | 0 | 0 | 0
2018-08-18 21:00 | 8 | 21 | 7 | 1 | 0 | 0 | 77.055 | 77.055 | 0 | 16.2515 | 9.7834 | 12.9006 | 12.9006 | 1252.2567 | 0 | 0 | 1252.2567 | 0 | 0 | 0 | 0 | 0 | 77.055 | 0 | 0 | 1252.2567 | 0 | 0 | 0 | 0 | 0 | 0 | 0
2018-08-18 22:00 | 8 | 22 | 7 | 1 | 0 | 0 | 75.3326 | 75.3326 | 0 | 16.2515 | 9.7834 | 12.9006 | 12.9006 | 1224.2652 | 0 | 0 | 1224.2652 | 0 | 0 | 0 | 0 | 0 | 75.3326 | 0 | 0 | 1224.2652 | 0 | 0 | 0 | 0 | 0 | 0 | 0
2018-08-18 23:00 | 8 | 23 | 7 | 1 | 0 | 0 | 71.8856 | 71.8856 | 0 | 16.2515 | 9.7834 | 12.9006 | 12.9006 | 1168.2461 | 0 | 0 | 1168.2461 | 0 | 0 | 0 | 0 | 0 | 71.8856 | 0 | 0 | 1168.2461 | 0 | 0 | 0 | 0 | 0 | 0 | 0
2018-08-19 | 8 | 0 | 1 | 1 | 0 | 0 | 66.9235 | 66.9235 | 0 | 16.2515 | 9.7834 | 12.9006 | 12.9006 | 1087.6044 | 0 | 0 | 1087.6044 | 0 | 0 | 0 | 0 | 0 | 66.9235 | 0 | 0 | 1087.6044 | 0 | 0 | 0 | 0 | 0 | 0 | 0
2018-08-19 01:00 | 8 | 1 | 1 | 1 | 0 | 0 | 67.27 | 67.27 | 0 | 16.2515 | 9.7834 | 12.9006 | 12.9006 | 1093.2355 | 0 | 0 | 1093.2355 | 0 | 0 | 0 | 0 | 0 | 67.27 | 0 | 0 | 1093.2355 | 0 | 0 | 0 | 0 | 0 | 0 | 0
2018-08-19 02:00 | 8 | 2 | 1 | 1 | 0 | 0 | 64.0617 | 64.0617 | 0 | 16.2515 | 9.7834 | 12.9006 | 12.9006 | 1041.0958 | 0 | 0 | 1041.0958 | 0 | 0 | 0 | 0 | 0 | 64.0617 | 0 | 0 | 1041.0958 | 0 | 0 | 0 | 0 | 0 | 0 | 0
2018-08-19 03:00 | 8 | 3 | 1 | 1 | 0 | 0 | 63.6009 | 63.6009 | 0 | 16.2515 | 9.7834 | 12.9006 | 12.9006 | 1033.6066 | 0 | 0 | 1033.6066 | 0 | 0 | 0 | 0 | 0 | 63.6009 | 0 | 0 | 1033.6066 | 0 | 0 | 0 | 0 | 0 | 0 | 0
2018-08-19 04:00 | 8 | 4 | 1 | 1 | 0 | 0 | 65.1014 | 65.1014 | 0 | 16.2515 | 9.7834 | 12.9006 | 12.9006 | 1057.992 | 0 | 0 | 1057.992 | 0 | 0 | 0 | 0 | 0 | 65.1014 | 0 | 0 | 1057.992 | 0 | 0 | 0 | 0 | 0 | 0 | 0
2018-08-19 05:00 | 8 | 5 | 1 | 1 | 0 | 0 | 65.4234 | 65.4234 | 0 | 16.2515 | 9.7834 | 12.9006 | 12.9006 | 1063.2248 | 0 | 0 | 1063.2248 | 0 | 0 | 0 | 0 | 0 | 65.4234 | 0 | 0 | 1063.2248 | 0 | 0 | 0 | 0 | 0 | 0 | 0
2018-08-19 06:00 | 8 | 6 | 1 | 1 | 0 | 0.02138 | 55.4707 | 55.4707 | 1.069 | 16.2515 | 9.7834 | 12.9006 | 12.9006 | 901.4802 | 1.069 | 0 | 884.1076 | 17.3726 | 0 | 13.7905 | 0 | 0 | 54.4017 | 0 | 0 | 884.1076 | 17.3726 | 0 | 13.7905 | 0 | 0 | 0.02138 | 0.016472
2018-08-19 07:00 | 8 | 7 | 1 | 1 | 0 | 0.17748 | 61.1512 | 61.1512 | 8.8742 | 16.2515 | 9.7834 | 12.9006 | 12.9006 | 993.7954 | 8.8742 | 0 | 849.5767 | 144.2187 | 0 | 114.4824 | 0 | 0 | 52.277 | 0 | 0 | 849.5767 | 144.2187 | 0 | 114.4824 | 0 | 0 | 0.17748 | 0.14564
2018-08-19 08:00 | 8 | 8 | 1 | 1 | 0 | 0.37109 | 60.7708 | 60.7708 | 18.5543 | 16.2515 | 9.7834 | 12.9006 | 12.9006 | 987.6143 | 18.5543 | 0 | 686.0791 | 301.5352 | 0 | 239.362 | 0 | 0 | 42.2165 | 0 | 0 | 686.0791 | 301.5352 | 0 | 239.362 | 0 | 0 | 0.37109 | 0.25269
2018-08-19 09:00 | 8 | 9 | 1 | 1 | 0 | 0.51667 | 63.5971 | 63.5971 | 25.8334 | 16.2515 | 9.7834 | 12.9006 | 12.9006 | 1033.5454 | 25.8334 | 0 | 613.7151 | 419.8304 | 0 | 333.266 | 0 | 0 | 37.7637 | 0 | 0 | 613.7151 | 419.8304 | 0 | 333.266 | 0 | 0 | 0.51667 | 0.35146
2018-08-19 10:00 | 8 | 10 | 1 | 1 | 0 | 0.62289 | 67.1621 | 67.1621 | 31.1442 | 16.2515 | 9.7834 | 12.9006 | 12.9006 | 1091.4822 | 31.1442 | 0 | 585.3428 | 506.1394 | 0 | 401.7791 | 0 | 0 | 36.0179 | 0 | 0 | 585.3428 | 506.1394 | 0 | 401.7791 | 0 | 0 | 0.62289 | 0.44534
2018-08-19 11:00 | 8 | 11 | 1 | 1 | 1 | 0.68654 | 65.4341 | 65.4341 | 34.3272 | 16.2515 | 9.7834 | 12.9006 | 12.9006 | 1063.399 | 34.3272 | 0 | 505.5328 | 557.8662 | 0 | 442.8404 | 0 | 0 | 31.1069 | 0 | 0 | 505.5328 | 557.8662 | 0 | 442.8404 | 0 | 0 | 0.68654 | 0.32363
2018-08-19 12:00 | 8 | 12 | 1 | 1 | 1 | 0.70596 | 68.7747 | 68.7747 | 35.2982 | 16.2515 | 9.7834 | 12.9006 | 12.9006 | 1117.6888 | 35.2982 | 0 | 544.0408 | 573.648 | 0 | 455.3682 | 0 | 0 | 33.4764 | 0 | 0 | 544.0408 | 573.648 | 0 | 455.3682 | 0 | 0 | 0.70596 | 0.44532
2018-08-19 13:00 | 8 | 13 | 1 | 1 | 1 | 0.68551 | 73.3903 | 73.3903 | 34.2753 | 16.2515 | 9.7834 | 12.9006 | 12.9006 | 1192.699 | 34.2753 | 0 | 635.6755 | 557.0235 | 0 | 442.1715 | 0 | 0 | 39.115 | 0 | 0 | 635.6755 | 557.0235 | 0 | 442.1715 | 0 | 0 | 0.68551 | 0.47614
2018-08-19 14:00 | 8 | 14 | 1 | 1 | 1 | 0.62657 | 73.4801 | 73.4801 | 31.3285 | 16.2515 | 9.7834 | 12.9006 | 12.9006 | 1194.1583 | 31.3285 | 0 | 685.0253 | 509.1329 | 0 | 404.1554 | 0 | 0 | 42.1516 | 0 | 0 | 685.0253 | 509.1329 | 0 | 404.1554 | 0 | 0 | 0.62657 | 0.38232
2018-08-19 15:00 | 8 | 15 | 1 | 1 | 1 | 0.52938 | 77.936 | 77.936 | 26.4688 | 16.2515 | 9.7834 | 12.9006 | 12.9006 | 1266.5732 | 26.4688 | 0 | 836.4167 | 430.1566 | 0 | 341.4631 | 0 | 0 | 51.4672 | 0 | 0 | 836.4167 | 430.1566 | 0 | 341.4631 | 0 | 0 | 0.52938 | 0.4596
2018-08-19 16:00 | 8 | 16 | 1 | 1 | 1 | 0.39791 | 80.2964 | 80.2964 | 19.8956 | 16.2515 | 9.7834 | 12.9006 | 12.9006 | 1304.9334 | 19.8956 | 0 | 981.6017 | 323.3317 | 0 | 256.6643 | 0 | 0 | 60.4008 | 0 | 0 | 981.6017 | 323.3317 | 0 | 256.6643 | 0 | 0 | 0.39791 | 0.31021
2018-08-19 17:00 | 8 | 17 | 1 | 1 | 1 | 0.22349 | 54.6071 | 54.6071 | 11.1744 | 16.2515 | 9.7834 | 12.9006 | 12.9006 | 887.4452 | 11.1744 | 0 | 705.8457 | 181.5995 | 0 | 144.1557 | 0 | 0 | 43.4328 | 0 | 0 | 705.8457 | 181.5995 | 0 | 144.1557 | 0 | 0 | 0.22349 | 0.17041
2018-08-19 18:00 | 8 | 18 | 1 | 1 | 1 | 0.049351 | 49.5659 | 49.5659 | 2.4676 | 16.2515 | 9.7834 | 12.9006 | 12.9006 | 805.5175 | 2.4676 | 0 | 765.416 | 40.1014 | 0 | 31.833 | 0 | 0 | 47.0983 | 0 | 0 | 765.416 | 40.1014 | 0 | 31.833 | 0 | 0 | 0.049351 | 0.041764
2018-08-19 19:00 | 8 | 19 | 1 | 1 | 0 | 0 | 55.7363 | 55.7363 | 0 | 16.2515 | 9.7834 | 12.9006 | 12.9006 | 905.7962 | 0 | 0 | 905.7962 | 0 | 0 | 0 | 0 | 0 | 55.7363 | 0 | 0 | 905.7962 | 0 | 0 | 0 | 0 | 0 | 0 | 0
2018-08-19 20:00 | 8 | 20 | 1 | 1 | 0 | 0 | 65.979 | 65.979 | 0 | 16.2515 | 9.7834 | 12.9006 | 12.9006 | 1072.2555 | 0 | 0 | 1072.2555 | 0 | 0 | 0 | 0 | 0 | 65.979 | 0 | 0 | 1072.2555 | 0 | 0 | 0 | 0 | 0 | 0 | 0
2018-08-19 21:00 | 8 | 21 | 1 | 1 | 0 | 0 | 65.6859 | 65.6859 | 0 | 16.2515 | 9.7834 | 12.9006 | 12.9006 | 1067.4913 | 0 | 0 | 1067.4913 | 0 | 0 | 0 | 0 | 0 | 65.6859 | 0 | 0 | 1067.4913 | 0 | 0 | 0 | 0 | 0 | 0 | 0
2018-08-19 22:00 | 8 | 22 | 1 | 1 | 0 | 0 | 64.8455 | 64.8455 | 0 | 16.2515 | 9.7834 | 12.9006 | 12.9006 | 1053.8335 | 0 | 0 | 1053.8335 | 0 | 0 | 0 | 0 | 0 | 64.8455 | 0 | 0 | 1053.8335 | 0 | 0 | 0 | 0 | 0 | 0 | 0
2018-08-19 23:00 | 8 | 23 | 1 | 1 | 0 | 0 | 63.4018 | 63.4018 | 0 | 16.2515 | 9.7834 | 12.9006 | 12.9006 | 1030.3709 | 0 | 0 | 1030.3709 | 0 | 0 | 0 | 0 | 0 | 63.4018 | 0 | 0 | 1030.3709 | 0 | 0 | 0 | 0 | 0 | 0 | 0
2018-08-20 | 8 | 0 | 2 | 1 | 0 | 0 | 64.308 | 64.308 | 0 | 16.2515 | 9.7834 | 12.9006 | 12.9006 | 1045.0992 | 0 | 0 | 1045.0992 | 0 | 0 | 0 | 0 | 0 | 64.308 | 0 | 0 | 1045.0992 | 0 | 0 | 0 | 0 | 0 | 0 | 0
2018-08-20 01:00 | 8 | 1 | 2 | 1 | 0 | 0 | 64.7319 | 64.7319 | 0 | 16.2515 | 9.7834 | 12.9006 | 12.9006 | 1051.9871 | 0 | 0 | 1051.9871 | 0 | 0 | 0 | 0 | 0 | 64.7319 | 0 | 0 | 1051.9871 | 0 | 0 | 0 | 0 | 0 | 0 | 0
2018-08-20 02:00 | 8 | 2 | 2 | 1 | 0 | 0 | 65.5504 | 65.5504 | 0 | 16.2515 | 9.7834 | 12.9006 | 12.9006 | 1065.289 | 0 | 0 | 1065.289 | 0 | 0 | 0 | 0 | 0 | 65.5504 | 0 | 0 | 1065.289 | 0 | 0 | 0 | 0 | 0 | 0 | 0
2018-08-20 03:00 | 8 | 3 | 2 | 1 | 0 | 0 | 69.3133 | 69.3133 | 0 | 16.2515 | 9.7834 | 12.9006 | 12.9006 | 1126.4426 | 0 | 0 | 1126.4426 | 0 | 0 | 0 | 0 | 0 | 69.3133 | 0 | 0 | 1126.4426 | 0 | 0 | 0 | 0 | 0 | 0 | 0
2018-08-20 04:00 | 8 | 4 | 2 | 1 | 0 | 0 | 75.5545 | 75.5545 | 0 | 16.2515 | 9.7834 | 12.9006 | 12.9006 | 1227.8701 | 0 | 0 | 1227.8701 | 0 | 0 | 0 | 0 | 0 | 75.5545 | 0 | 0 | 1227.8701 | 0 | 0 | 0 | 0 | 0 | 0 | 0
2018-08-20 05:00 | 8 | 5 | 2 | 1 | 0 | 0 | 87.439 | 87.439 | 0 | 16.2515 | 9.7834 | 12.9006 | 12.9006 | 1421.0117 | 0 | 0 | 1421.0117 | 0 | 0 | 0 | 0 | 0 | 87.439 | 0 | 0 | 1421.0117 | 0 | 0 | 0 | 0 | 0 | 0 | 0
2018-08-20 06:00 | 8 | 6 | 2 | 1 | 0 | 0.022129 | 94.4665 | 94.4665 | 1.1064 | 16.2515 | 9.7834 | 12.9006 | 12.9006 | 1535.2178 | 1.1064 | 0 | 1517.2364 | 17.9813 | 0 | 14.2738 | 0 | 0 | 93.36 | 0 | 0 | 1517.2364 | 17.9813 | 0 | 14.2738 | 0 | 0 | 0.022129 | 0.0193
2018-08-20 07:00 | 8 | 7 | 2 | 1 | 0 | 0.16565 | 109.8196 | 109.8196 | 8.2826 | 16.2515 | 9.7834 | 12.9006 | 12.9006 | 1784.7277 | 8.2826 | 0 | 1650.1242 | 134.6035 | 0 | 106.8498 | 0 | 0 | 101.537 | 0 | 0 | 1650.1242 | 134.6035 | 0 | 106.8498 | 0 | 0 | 0.16565 | 0.13933
2018-08-20 08:00 | 8 | 8 | 2 | 1 | 0 | 0.3515 | 124.8752 | 124.8752 | 17.5748 | 16.2515 | 9.7834 | 12.9006 | 12.9006 | 2029.4038 | 17.5748 | 0 | 1743.7877 | 285.6161 | 0 | 226.7253 | 0 | 0 | 107.3004 | 0 | 0 | 1743.7877 | 285.6161 | 0 | 226.7253 | 0 | 0 | 0.3515 | 0.37251
2018-08-20 09:00 | 8 | 9 | 2 | 1 | 0 | 0.40011 | 143.5238 | 143.5238 | 20.0055 | 16.2515 | 9.7834 | 12.9006 | 12.9006 | 2332.4702 | 20.0055 | 0 | 2007.3517 | 325.1185 | 0 | 258.0827 | 0 | 0 | 123.5183 | 0 | 0 | 2007.3517 | 325.1185 | 0 | 258.0827 | 0 | 0 | 0.40011 | 0.46522
2018-08-20 10:00 | 8 | 10 | 2 | 1 | 0 | 0.59439 | 164.1438 | 164.1438 | 29.7194 | 16.2515 | 9.7834 | 12.9006 | 12.9006 | 2667.5756 | 29.7194 | 0 | 2184.5921 | 482.9835 | 0 | 383.3977 | 0 | 0 | 134.4244 | 0 | 0 | 2184.5921 | 482.9835 | 0 | 383.3977 | 0 | 0 | 0.59439 | 0.39485
2018-08-20 11:00 | 8 | 11 | 2 | 1 | 1 | 0.65734 | 174.0003 | 174.0003 | 32.8668 | 16.2515 | 9.7834 | 12.9006 | 12.9006 | 2827.7579 | 32.8668 | 0 | 2293.6245 | 534.1334 | 0 | 424.001 | 0 | 0 | 141.1335 | 0 | 0 | 2293.6245 | 534.1334 | 0 | 424.001 | 0 | 0 | 0.65734 | 0.44382
2018-08-20 12:00 | 8 | 12 | 2 | 1 | 1 | 0.67874 | 179.0221 | 179.0221 | 33.9369 | 16.2515 | 9.7834 | 12.9006 | 12.9006 | 2909.3693 | 33.9369 | 0 | 2357.8444 | 551.5249 | 0 | 437.8066 | 0 | 0 | 145.0851 | 0 | 0 | 2357.8444 | 551.5249 | 0 | 437.8066 | 0 | 0 | 0.67874 | 0.61912
2018-08-20 13:00 | 8 | 13 | 2 | 1 | 1 | 0.65929 | 180.0756 | 180.0756 | 32.9643 | 16.2515 | 9.7834 | 12.9006 | 12.9006 | 2926.491 | 32.9643 | 0 | 2390.7731 | 535.7179 | 0 | 425.2589 | 0 | 0 | 147.1113 | 0 | 0 | 2390.7731 | 535.7179 | 0 | 425.2589 | 0 | 0 | 0.65929 | 0.38272
2018-08-20 14:00 | 8 | 14 | 2 | 1 | 1 | 0.60118 | 173.0053 | 173.0053 | 30.0592 | 16.2515 | 9.7834 | 12.9006 | 12.9006 | 2811.5877 | 30.0592 | 0 | 2323.0827 | 488.505 | 0 | 387.7807 | 0 | 0 | 142.9461 | 0 | 0 | 2323.0827 | 488.505 | 0 | 387.7807 | 0 | 0 | 0.60118 | 0.45309
2018-08-20 15:00 | 8 | 15 | 2 | 1 | 1 | 0.50117 | 160.581 | 160.581 | 25.0587 | 16.2515 | 9.7834 | 12.9006 | 12.9006 | 2609.6749 | 25.0587 | 0 | 2202.4353 | 407.2396 | 0 | 323.2713 | 0 | 0 | 135.5223 | 0 | 0 | 2202.4353 | 407.2396 | 0 | 323.2713 | 0 | 0 | 0.50117 | 0.3054
2018-08-20 16:00 | 8 | 16 | 2 | 1 | 1 | 0.22332 | 144.9493 | 144.9493 | 11.1661 | 16.2515 | 9.7834 | 12.9006 | 12.9006 | 2355.6367 | 11.1661 | 0 | 2174.1722 | 181.4646 | 0 | 144.0486 | 0 | 0 | 133.7832 | 0 | 0 | 2174.1722 | 181.4646 | 0 | 144.0486 | 0 | 0 | 0.22332 | 0.25631
2018-08-20 17:00 | 8 | 17 | 2 | 1 | 1 | 0.17009 | 95.8223 | 95.8223 | 8.5045 | 16.2515 | 9.7834 | 12.9006 | 12.9006 | 1557.2527 | 8.5045 | 0 | 1419.043 | 138.2097 | 0 | 109.7124 | 0 | 0 | 87.3179 | 0 | 0 | 1419.043 | 138.2097 | 0 | 109.7124 | 0 | 0 | 0.17009 | 0.11295
2018-08-20 18:00 | 8 | 18 | 2 | 1 | 1 | 0.044895 | 76.5428 | 76.5428 | 2.2447 | 16.2515 | 9.7834 | 12.9006 | 12.9006 | 1243.9312 | 2.2447 | 0 | 1207.4511 | 36.4801 | 0 | 28.9583 | 0 | 0 | 74.298 | 0 | 0 | 1207.4511 | 36.4801 | 0 | 28.9583 | 0 | 0 | 0.044895 | 0.042502
2018-08-20 19:00 | 8 | 19 | 2 | 1 | 0 | 0 | 76.8563 | 76.8563 | 0 | 16.2515 | 9.7834 | 12.9006 | 12.9006 | 1249.0275 | 0 | 0 | 1249.0275 | 0 | 0 | 0 | 0 | 0 | 76.8563 | 0 | 0 | 1249.0275 | 0 | 0 | 0 | 0 | 0 | 0 | 0
2018-08-20 20:00 | 8 | 20 | 2 | 1 | 0 | 0 | 80.9974 | 80.9974 | 0 | 16.2515 | 9.7834 | 12.9006 | 12.9006 | 1316.3263 | 0 | 0 | 1316.3263 | 0 | 0 | 0 | 0 | 0 | 80.9974 | 0 | 0 | 1316.3263 | 0 | 0 | 0 | 0 | 0 | 0 | 0
2018-08-20 21:00 | 8 | 21 | 2 | 1 | 0 | 0 | 74.876 | 74.876 | 0 | 16.2515 | 9.7834 | 12.9006 | 12.9006 | 1216.8443 | 0 | 0 | 1216.8443 | 0 | 0 | 0 | 0 | 0 | 74.876 | 0 | 0 | 1216.8443 | 0 | 0 | 0 | 0 | 0 | 0 | 0
2018-08-20 22:00 | 8 | 22 | 2 | 1 | 0 | 0 | 69.4019 | 69.4019 | 0 | 16.2515 | 9.7834 | 12.9006 | 12.9006 | 1127.8816 | 0 | 0 | 1127.8816 | 0 | 0 | 0 | 0 | 0 | 69.4019 | 0 | 0 | 1127.8816 | 0 | 0 | 0 | 0 | 0 | 0 | 0
2018-08-20 23:00 | 8 | 23 | 2 | 1 | 0 | 0 | 66.7763 | 66.7763 | 0 | 16.2515 | 9.7834 | 12.9006 | 12.9006 | 1085.2118 | 0 | 0 | 1085.2118 | 0 | 0 | 0 | 0 | 0 | 66.7763 | 0 | 0 | 1085.2118 | 0 | 0 | 0 | 0 | 0 | 0 | 0
2018-08-21 | 8 | 0 | 3 | 1 | 0 | 0 | 66.5663 | 66.5663 | 0 | 16.2515 | 9.7834 | 12.9006 | 12.9006 | 1081.7991 | 0 | 0 | 1081.7991 | 0 | 0 | 0 | 0 | 0 | 66.5663 | 0 | 0 | 1081.7991 | 0 | 0 | 0 | 0 | 0 | 0 | 0
2018-08-21 01:00 | 8 | 1 | 3 | 1 | 0 | 0 | 66.5047 | 66.5047 | 0 | 16.2515 | 9.7834 | 12.9006 | 12.9006 | 1080.7974 | 0 | 0 | 1080.7974 | 0 | 0 | 0 | 0 | 0 | 66.5047 | 0 | 0 | 1080.7974 | 0 | 0 | 0 | 0 | 0 | 0 | 0
2018-08-21 02:00 | 8 | 2 | 3 | 1 | 0 | 0 | 67.9386 | 67.9386 | 0 | 16.2515 | 9.7834 | 12.9006 | 12.9006 | 1104.1014 | 0 | 0 | 1104.1014 | 0 | 0 | 0 | 0 | 0 | 67.9386 | 0 | 0 | 1104.1014 | 0 | 0 | 0 | 0 | 0 | 0 | 0
2018-08-21 03:00 | 8 | 3 | 3 | 1 | 0 | 0 | 70.0561 | 70.0561 | 0 | 16.2515 | 9.7834 | 12.9006 | 12.9006 | 1138.5144 | 0 | 0 | 1138.5144 | 0 | 0 | 0 | 0 | 0 | 70.0561 | 0 | 0 | 1138.5144 | 0 | 0 | 0 | 0 | 0 | 0 | 0
2018-08-21 04:00 | 8 | 4 | 3 | 1 | 0 | 0 | 75.6474 | 75.6474 | 0 | 16.2515 | 9.7834 | 12.9006 | 12.9006 | 1229.3805 | 0 | 0 | 1229.3805 | 0 | 0 | 0 | 0 | 0 | 75.6474 | 0 | 0 | 1229.3805 | 0 | 0 | 0 | 0 | 0 | 0 | 0
2018-08-21 05:00 | 8 | 5 | 3 | 1 | 0 | 0 | 87.1444 | 87.1444 | 0 | 16.2515 | 9.7834 | 12.9006 | 12.9006 | 1416.2234 | 0 | 0 | 1416.2234 | 0 | 0 | 0 | 0 | 0 | 87.1444 | 0 | 0 | 1416.2234 | 0 | 0 | 0 | 0 | 0 | 0 | 0
2018-08-21 06:00 | 8 | 6 | 3 | 1 | 0 | 0.014552 | 95.6191 | 95.6191 | 0.72761 | 16.2515 | 9.7834 | 12.9006 | 12.9006 | 1553.9504 | 0.72761 | 0 | 1542.1257 | 11.8247 | 0 | 9.3866 | 0 | 0 | 94.8915 | 0 | 0 | 1542.1257 | 11.8247 | 0 | 9.3866 | 0 | 0 | 0.014552 | 0.022012
2018-08-21 07:00 | 8 | 7 | 3 | 1 | 0 | 0.059428 | 110.7086 | 110.7086 | 2.9714 | 16.2515 | 9.7834 | 12.9006 | 12.9006 | 1799.1753 | 2.9714 | 0 | 1750.8858 | 48.2895 | 0 | 38.3327 | 0 | 0 | 107.7372 | 0 | 0 | 1750.8858 | 48.2895 | 0 | 38.3327 | 0 | 0 | 0.059428 | 0.13246
2018-08-21 08:00 | 8 | 8 | 3 | 1 | 0 | 0.21354 | 127.2805 | 127.2805 | 10.6771 | 16.2515 | 9.7834 | 12.9006 | 12.9006 | 2068.4943 | 10.6771 | 0 | 1894.9766 | 173.5176 | 0 | 137.7402 | 0 | 0 | 116.6035 | 0 | 0 | 1894.9766 | 173.5176 | 0 | 137.7402 | 0 | 0 | 0.21354 | 0.33002
2018-08-21 09:00 | 8 | 9 | 3 | 1 | 0 | 0.32568 | 146.7484 | 146.7484 | 16.284 | 16.2515 | 9.7834 | 12.9006 | 12.9006 | 2384.8746 | 16.284 | 0 | 2120.2367 | 264.6379 | 0 | 210.0725 | 0 | 0 | 130.4644 | 0 | 0 | 2120.2367 | 264.6379 | 0 | 210.0725 | 0 | 0 | 0.32568 | 0.39505
2018-08-21 10:00 | 8 | 10 | 3 | 1 | 0 | 0.31403 | 167.9025 | 167.9025 | 15.7014 | 16.2515 | 9.7834 | 12.9006 | 12.9006 | 2728.6598 | 15.7014 | 0 | 2473.4892 | 255.1706 | 0 | 202.5573 | 0 | 0 | 152.2011 | 0 | 0 | 2473.4892 | 255.1706 | 0 | 202.5573 | 0 | 0 | 0.31403 | 0.54234
2018-08-21 11:00 | 8 | 11 | 3 | 1 | 1 | 0.41199 | 181.8209 | 181.8209 | 20.5997 | 16.2515 | 9.7834 | 12.9006 | 12.9006 | 2954.854 | 20.5997 | 0 | 2620.0797 | 334.7743 | 0 | 265.7476 | 0 | 0 | 161.2212 | 0 | 0 | 2620.0797 | 334.7743 | 0 | 265.7476 | 0 | 0 | 0.41199 | 0.72877
2018-08-21 12:00 | 8 | 12 | 3 | 1 | 1 | 0.39069 | 192.0925 | 192.0925 | 19.5346 | 16.2515 | 9.7834 | 12.9006 | 12.9006 | 3121.7827 | 19.5346 | 0 | 2804.3162 | 317.4665 | 0 | 252.0085 | 0 | 0 | 172.5578 | 0 | 0 | 2804.3162 | 317.4665 | 0 | 252.0085 | 0 | 0 | 0.39069 | 0.75511
2018-08-21 13:00 | 8 | 13 | 3 | 1 | 1 | 0.23922 | 198.5805 | 198.5805 | 11.9609 | 16.2515 | 9.7834 | 12.9006 | 12.9006 | 3227.2229 | 11.9609 | 0 | 3032.8417 | 194.3812 | 0 | 154.302 | 0 | 0 | 186.6197 | 0 | 0 | 3032.8417 | 194.3812 | 0 | 154.302 | 0 | 0 | 0.23922 | 0.56763
2018-08-21 14:00 | 8 | 14 | 3 | 1 | 1 | 0.55236 | 195.0568 | 195.0568 | 27.6182 | 16.2515 | 9.7834 | 12.9006 | 12.9006 | 3169.9575 | 27.6182 | 0 | 2721.1215 | 448.836 | 0 | 356.291 | 0 | 0 | 167.4386 | 0 | 0 | 2721.1215 | 448.836 | 0 | 356.291 | 0 | 0 | 0.55236 | 0.62939
2018-08-21 15:00 | 8 | 15 | 3 | 1 | 1 | 0.2773 | 180.8306 | 180.8306 | 13.8649 | 16.2515 | 9.7834 | 12.9006 | 12.9006 | 2938.761 | 13.8649 | 0 | 2713.4362 | 225.3248 | 0 | 178.8654 | 0 | 0 | 166.9657 | 0 | 0 | 2713.4362 | 225.3248 | 0 | 178.8654 | 0 | 0 | 0.2773 | 0.53811
2018-08-21 16:00 | 8 | 16 | 3 | 1 | 1 | 0.16023 | 162.4633 | 162.4633 | 8.0117 | 16.2515 | 9.7834 | 12.9006 | 12.9006 | 2640.2652 | 8.0117 | 0 | 2510.0626 | 130.2026 | 0 | 103.3563 | 0 | 0 | 154.4515 | 0 | 0 | 2510.0626 | 130.2026 | 0 | 103.3563 | 0 | 0 | 0.16023 | 0.37769
2018-08-21 17:00 | 8 | 17 | 3 | 1 | 1 | 0.18521 | 101.2448 | 101.2448 | 9.2607 | 16.2515 | 9.7834 | 12.9006 | 12.9006 | 1645.3759 | 9.2607 | 0 | 1494.876 | 150.4999 | 0 | 119.4685 | 0 | 0 | 91.9841 | 0 | 0 | 1494.876 | 150.4999 | 0 | 119.4685 | 0 | 0 | 0.18521 | 0.23082
2018-08-21 18:00 | 8 | 18 | 3 | 1 | 1 | 0.043076 | 76.5936 | 76.5936 | 2.1538 | 16.2515 | 9.7834 | 12.9006 | 12.9006 | 1244.7578 | 2.1538 | 0 | 1209.755 | 35.0028 | 0 | 27.7856 | 0 | 0 | 74.4398 | 0 | 0 | 1209.755 | 35.0028 | 0 | 27.7856 | 0 | 0 | 0.043076 | 0.048555
2018-08-21 19:00 | 8 | 19 | 3 | 1 | 0 | 0 | 77.1998 | 77.1998 | 0 | 16.2515 | 9.7834 | 12.9006 | 12.9006 | 1254.6089 | 0 | 0 | 1254.6089 | 0 | 0 | 0 | 0 | 0 | 77.1998 | 0 | 0 | 1254.6089 | 0 | 0 | 0 | 0 | 0 | 0 | 0
2018-08-21 20:00 | 8 | 20 | 3 | 1 | 0 | 0 | 82.1091 | 82.1091 | 0 | 16.2515 | 9.7834 | 12.9006 | 12.9006 | 1334.3927 | 0 | 0 | 1334.3927 | 0 | 0 | 0 | 0 | 0 | 82.1091 | 0 | 0 | 1334.3927 | 0 | 0 | 0 | 0 | 0 | 0 | 0
2018-08-21 21:00 | 8 | 21 | 3 | 1 | 0 | 0 | 75.479 | 75.479 | 0 | 16.2515 | 9.7834 | 12.9006 | 12.9006 | 1226.6436 | 0 | 0 | 1226.6436 | 0 | 0 | 0 | 0 | 0 | 75.479 | 0 | 0 | 1226.6436 | 0 | 0 | 0 | 0 | 0 | 0 | 0
2018-08-21 22:00 | 8 | 22 | 3 | 1 | 0 | 0 | 69.3329 | 69.3329 | 0 | 16.2515 | 9.7834 | 12.9006 | 12.9006 | 1126.7612 | 0 | 0 | 1126.7612 | 0 | 0 | 0 | 0 | 0 | 69.3329 | 0 | 0 | 1126.7612 | 0 | 0 | 0 | 0 | 0 | 0 | 0
2018-08-21 23:00 | 8 | 23 | 3 | 1 | 0 | 0 | 66.8611 | 66.8611 | 0 | 16.2515 | 9.7834 | 12.9006 | 12.9006 | 1086.5898 | 0 | 0 | 1086.5898 | 0 | 0 | 0 | 0 | 0 | 66.8611 | 0 | 0 | 1086.5898 | 0 | 0 | 0 | 0 | 0 | 0 | 0
2018-08-22 | 8 | 0 | 4 | 1 | 0 | 0 | 66.9637 | 66.9637 | 0 | 16.2515 | 9.7834 | 12.9006 | 12.9006 | 1088.2582 | 0 | 0 | 1088.2582 | 0 | 0 | 0 | 0 | 0 | 66.9637 | 0 | 0 | 1088.2582 | 0 | 0 | 0 | 0 | 0 | 0 | 0
2018-08-22 01:00 | 8 | 1 | 4 | 1 | 0 | 0 | 67.1573 | 67.1573 | 0 | 16.2515 | 9.7834 | 12.9006 | 12.9006 | 1091.404 | 0 | 0 | 1091.404 | 0 | 0 | 0 | 0 | 0 | 67.1573 | 0 | 0 | 1091.404 | 0 | 0 | 0 | 0 | 0 | 0 | 0
2018-08-22 02:00 | 8 | 2 | 4 | 1 | 0 | 0 | 67.8214 | 67.8214 | 0 | 16.2515 | 9.7834 | 12.9006 | 12.9006 | 1102.1965 | 0 | 0 | 1102.1965 | 0 | 0 | 0 | 0 | 0 | 67.8214 | 0 | 0 | 1102.1965 | 0 | 0 | 0 | 0 | 0 | 0 | 0
2018-08-22 03:00 | 8 | 3 | 4 | 1 | 0 | 0 | 70.5672 | 70.5672 | 0 | 16.2515 | 9.7834 | 12.9006 | 12.9006 | 1146.819 | 0 | 0 | 1146.819 | 0 | 0 | 0 | 0 | 0 | 70.5672 | 0 | 0 | 1146.819 | 0 | 0 | 0 | 0 | 0 | 0 | 0
2018-08-22 04:00 | 8 | 4 | 4 | 1 | 0 | 0 | 77.4284 | 77.4284 | 0 | 16.2515 | 9.7834 | 12.9006 | 12.9006 | 1258.3249 | 0 | 0 | 1258.3249 | 0 | 0 | 0 | 0 | 0 | 77.4284 | 0 | 0 | 1258.3249 | 0 | 0 | 0 | 0 | 0 | 0 | 0
2018-08-22 05:00 | 8 | 5 | 4 | 1 | 0 | 0 | 89.0787 | 89.0787 | 0 | 16.2515 | 9.7834 | 12.9006 | 12.9006 | 1447.6581 | 0 | 0 | 1447.6581 | 0 | 0 | 0 | 0 | 0 | 89.0787 | 0 | 0 | 1447.6581 | 0 | 0 | 0 | 0 | 0 | 0 | 0
2018-08-22 06:00 | 8 | 6 | 4 | 1 | 0 | 0.012637 | 103.4327 | 103.4327 | 0.63187 | 16.2515 | 9.7834 | 12.9006 | 12.9006 | 1680.9321 | 0.63187 | 0 | 1670.6634 | 10.2687 | 0 | 8.1514 | 0 | 0 | 102.8008 | 0 | 0 | 1670.6634 | 10.2687 | 0 | 8.1514 | 0 | 0 | 0.012637 | 0.023164
2018-08-22 07:00 | 8 | 7 | 4 | 1 | 0 | 0.15731 | 121.4309 | 121.4309 | 7.8656 | 16.2515 | 9.7834 | 12.9006 | 12.9006 | 1973.4289 | 7.8656 | 0 | 1845.6023 | 127.8266 | 0 | 101.4702 | 0 | 0 | 113.5653 | 0 | 0 | 1845.6023 | 127.8266 | 0 | 101.4702 | 0 | 0 | 0.15731 | 0.17702
2018-08-22 08:00 | 8 | 8 | 4 | 1 | 0 | 0.33839 | 138.3836 | 138.3836 | 16.9197 | 16.2515 | 9.7834 | 12.9006 | 12.9006 | 2248.9344 | 16.9197 | 0 | 1973.9654 | 274.969 | 0 | 218.2734 | 0 | 0 | 121.4639 | 0 | 0 | 1973.9654 | 274.969 | 0 | 218.2734 | 0 | 0 | 0.33839 | 0.30954
2018-08-22 09:00 | 8 | 9 | 4 | 1 | 0 | 0.4741 | 157.4284 | 157.4284 | 23.7051 | 16.2515 | 9.7834 | 12.9006 | 12.9006 | 2558.4405 | 23.7051 | 0 | 2173.1981 | 385.2424 | 0 | 305.8097 | 0 | 0 | 133.7233 | 0 | 0 | 2173.1981 | 385.2424 | 0 | 305.8097 | 0 | 0 | 0.4741 | 0.52192
2018-08-22 10:00 | 8 | 10 | 4 | 1 | 0 | 0.56723 | 176.7644 | 176.7644 | 28.3615 | 16.2515 | 9.7834 | 12.9006 | 12.9006 | 2872.6793 | 28.3615 | 0 | 2411.7636 | 460.9157 | 0 | 365.88 | 0 | 0 | 148.4029 | 0 | 0 | 2411.7636 | 460.9157 | 0 | 365.88 | 0 | 0 | 0.56723 | 0.63581
2018-08-22 11:00 | 8 | 11 | 4 | 1 | 1 | 0.61479 | 188.0887 | 188.0887 | 30.7393 | 16.2515 | 9.7834 | 12.9006 | 12.9006 | 3056.7155 | 30.7393 | 0 | 2557.1579 | 499.5576 | 0 | 396.5544 | 0 | 0 | 157.3495 | 0 | 0 | 2557.1579 | 499.5576 | 0 | 396.5544 | 0 | 0 | 0.61479 | 0.63831
2018-08-22 12:00 | 8 | 12 | 4 | 1 | 1 | 0.62778 | 194.5489 | 194.5489 | 31.3889 | 16.2515 | 9.7834 | 12.9006 | 12.9006 | 3161.7031 | 31.3889 | 0 | 2651.5878 | 510.1153 | 0 | 404.9353 | 0 | 0 | 163.16 | 0 | 0 | 2651.5878 | 510.1153 | 0 | 404.9353 | 0 | 0 | 0.62778 | 0.71158
2018-08-22 13:00 | 8 | 13 | 4 | 1 | 1 | 0.60321 | 196.2509 | 196.2509 | 30.1607 | 16.2515 | 9.7834 | 12.9006 | 12.9006 | 3189.3638 | 30.1607 | 0 | 2699.2077 | 490.1561 | 0 | 389.0914 | 0 | 0 | 166.0902 | 0 | 0 | 2699.2077 | 490.1561 | 0 | 389.0914 | 0 | 0 | 0.60321 | 0.71638
2018-08-22 14:00 | 8 | 14 | 4 | 1 | 1 | 0.54579 | 190.3402 | 190.3402 | 27.2896 | 16.2515 | 9.7834 | 12.9006 | 12.9006 | 3093.3058 | 27.2896 | 0 | 2649.8092 | 443.4966 | 0 | 352.0525 | 0 | 0 | 163.0506 | 0 | 0 | 2649.8092 | 443.4966 | 0 | 352.0525 | 0 | 0 | 0.54579 | 0.58173
2018-08-22 15:00 | 8 | 15 | 4 | 1 | 1 | 0.41307 | 170.1626 | 170.1626 | 20.6533 | 16.2515 | 9.7834 | 12.9006 | 12.9006 | 2765.3899 | 20.6533 | 0 | 2429.7429 | 335.647 | 0 | 266.4404 | 0 | 0 | 149.5092 | 0 | 0 | 2429.7429 | 335.647 | 0 | 266.4404 | 0 | 0 | 0.41307 | 0.3693
2018-08-22 16:00 | 8 | 16 | 4 | 1 | 1 | 0.35402 | 147.5856 | 147.5856 | 17.7011 | 16.2515 | 9.7834 | 12.9006 | 12.9006 | 2398.4815 | 17.7011 | 0 | 2110.812 | 287.6695 | 0 | 228.3552 | 0 | 0 | 129.8845 | 0 | 0 | 2110.812 | 287.6695 | 0 | 228.3552 | 0 | 0 | 0.35402 | 0.28231
2018-08-22 17:00 | 8 | 17 | 4 | 1 | 1 | 0.19379 | 93.7303 | 93.7303 | 9.6893 | 16.2515 | 9.7834 | 12.9006 | 12.9006 | 1523.2533 | 9.6893 | 0 | 1365.7872 | 157.4661 | 0 | 124.9983 | 0 | 0 | 84.0409 | 0 | 0 | 1365.7872 | 157.4661 | 0 | 124.9983 | 0 | 0 | 0.19379 | 0.21823
2018-08-22 18:00 | 8 | 18 | 4 | 1 | 1 | 0.04014 | 71.4618 | 71.4618 | 2.007 | 16.2515 | 9.7834 | 12.9006 | 12.9006 | 1161.3591 | 2.007 | 0 | 1128.7427 | 32.6163 | 0 | 25.8912 | 0 | 0 | 69.4549 | 0 | 0 | 1128.7427 | 32.6163 | 0 | 25.8912 | 0 | 0 | 0.04014 | 0.048195
2018-08-22 19:00 | 8 | 19 | 4 | 1 | 0 | 0 | 73.8109 | 73.8109 | 0 | 16.2515 | 9.7834 | 12.9006 | 12.9006 | 1199.5342 | 0 | 0 | 1199.5342 | 0 | 0 | 0 | 0 | 0 | 73.8109 | 0 | 0 | 1199.5342 | 0 | 0 | 0 | 0 | 0 | 0 | 0
2018-08-22 20:00 | 8 | 20 | 4 | 1 | 0 | 0 | 79.5324 | 79.5324 | 0 | 16.2515 | 9.7834 | 12.9006 | 12.9006 | 1292.5179 | 0 | 0 | 1292.5179 | 0 | 0 | 0 | 0 | 0 | 79.5324 | 0 | 0 | 1292.5179 | 0 | 0 | 0 | 0 | 0 | 0 | 0
2018-08-22 21:00 | 8 | 21 | 4 | 1 | 0 | 0 | 73.4109 | 73.4109 | 0 | 16.2515 | 9.7834 | 12.9006 | 12.9006 | 1193.0345 | 0 | 0 | 1193.0345 | 0 | 0 | 0 | 0 | 0 | 73.4109 | 0 | 0 | 1193.0345 | 0 | 0 | 0 | 0 | 0 | 0 | 0
2018-08-22 22:00 | 8 | 22 | 4 | 1 | 0 | 0 | 68.2794 | 68.2794 | 0 | 16.2515 | 9.7834 | 12.9006 | 12.9006 | 1109.639 | 0 | 0 | 1109.639 | 0 | 0 | 0 | 0 | 0 | 68.2794 | 0 | 0 | 1109.639 | 0 | 0 | 0 | 0 | 0 | 0 | 0
2018-08-22 23:00 | 8 | 23 | 4 | 1 | 0 | 0 | 66.664 | 66.664 | 0 | 16.2515 | 9.7834 | 12.9006 | 12.9006 | 1083.3868 | 0 | 0 | 1083.3868 | 0 | 0 | 0 | 0 | 0 | 66.664 | 0 | 0 | 1083.3868 | 0 | 0 | 0 | 0 | 0 | 0 | 0
2018-08-23 | 8 | 0 | 5 | 1 | 0 | 0 | 66.5795 | 66.5795 | 0 | 16.2515 | 9.7834 | 12.9006 | 12.9006 | 1082.0135 | 0 | 0 | 1082.0135 | 0 | 0 | 0 | 0 | 0 | 66.5795 | 0 | 0 | 1082.0135 | 0 | 0 | 0 | 0 | 0 | 0 | 0
2018-08-23 01:00 | 8 | 1 | 5 | 1 | 0 | 0 | 66.5028 | 66.5028 | 0 | 16.2515 | 9.7834 | 12.9006 | 12.9006 | 1080.7676 | 0 | 0 | 1080.7676 | 0 | 0 | 0 | 0 | 0 | 66.5028 | 0 | 0 | 1080.7676 | 0 | 0 | 0 | 0 | 0 | 0 | 0
2018-08-23 02:00 | 8 | 2 | 5 | 1 | 0 | 0 | 67.0326 | 67.0326 | 0 | 16.2515 | 9.7834 | 12.9006 | 12.9006 | 1089.3779 | 0 | 0 | 1089.3779 | 0 | 0 | 0 | 0 | 0 | 67.0326 | 0 | 0 | 1089.3779 | 0 | 0 | 0 | 0 | 0 | 0 | 0
2018-08-23 03:00 | 8 | 3 | 5 | 1 | 0 | 0 | 69.7605 | 69.7605 | 0 | 16.2515 | 9.7834 | 12.9006 | 12.9006 | 1133.7101 | 0 | 0 | 1133.7101 | 0 | 0 | 0 | 0 | 0 | 69.7605 | 0 | 0 | 1133.7101 | 0 | 0 | 0 | 0 | 0 | 0 | 0
2018-08-23 04:00 | 8 | 4 | 5 | 1 | 0 | 0 | 76.3302 | 76.3302 | 0 | 16.2515 | 9.7834 | 12.9006 | 12.9006 | 1240.4763 | 0 | 0 | 1240.4763 | 0 | 0 | 0 | 0 | 0 | 76.3302 | 0 | 0 | 1240.4763 | 0 | 0 | 0 | 0 | 0 | 0 | 0
2018-08-23 05:00 | 8 | 5 | 5 | 1 | 0 | 0 | 87.4698 | 87.4698 | 0 | 16.2515 | 9.7834 | 12.9006 | 12.9006 | 1421.5117 | 0 | 0 | 1421.5117 | 0 | 0 | 0 | 0 | 0 | 87.4698 | 0 | 0 | 1421.5117 | 0 | 0 | 0 | 0 | 0 | 0 | 0
2018-08-23 06:00 | 8 | 6 | 5 | 1 | 0 | 0.019589 | 96.3475 | 96.3475 | 0.97945 | 16.2515 | 9.7834 | 12.9006 | 12.9006 | 1565.7876 | 0.97945 | 0 | 1549.8701 | 15.9175 | 0 | 12.6355 | 0 | 0 | 95.3681 | 0 | 0 | 1549.8701 | 15.9175 | 0 | 12.6355 | 0 | 0 | 0.019589 | 0.021767
2018-08-23 07:00 | 8 | 7 | 5 | 1 | 0 | 0.15255 | 111.8422 | 111.8422 | 7.6273 | 16.2515 | 9.7834 | 12.9006 | 12.9006 | 1817.5982 | 7.6273 | 0 | 1693.6435 | 123.9547 | 0 | 98.3967 | 0 | 0 | 104.2149 | 0 | 0 | 1693.6435 | 123.9547 | 0 | 98.3967 | 0 | 0 | 0.15255 | 0.17357
2018-08-23 08:00 | 8 | 8 | 5 | 1 | 0 | 0.32615 | 128.0835 | 128.0835 | 16.3073 | 16.2515 | 9.7834 | 12.9006 | 12.9006 | 2081.5433 | 16.3073 | 0 | 1816.5259 | 265.0174 | 0 | 210.3738 | 0 | 0 | 111.7762 | 0 | 0 | 1816.5259 | 265.0174 | 0 | 210.3738 | 0 | 0 | 0.32615 | 0.34257
2018-08-23 09:00 | 8 | 9 | 5 | 1 | 0 | 0.46624 | 143.9171 | 143.9171 | 23.312 | 16.2515 | 9.7834 | 12.9006 | 12.9006 | 2338.8626 | 23.312 | 0 | 1960.0078 | 378.8548 | 0 | 300.7392 | 0 | 0 | 120.6051 | 0 | 0 | 1960.0078 | 378.8548 | 0 | 300.7392 | 0 | 0 | 0.46624 | 0.49297
2018-08-23 10:00 | 8 | 10 | 5 | 1 | 0 | 0.57172 | 161.6588 | 161.6588 | 28.586 | 16.2515 | 9.7834 | 12.9006 | 12.9006 | 2627.1902 | 28.586 | 0 | 2162.6261 | 464.5641 | 0 | 368.7762 | 0 | 0 | 133.0728 | 0 | 0 | 2162.6261 | 464.5641 | 0 | 368.7762 | 0 | 0 | 0.57172 | 0.58032
2018-08-23 11:00 | 8 | 11 | 5 | 1 | 1 | 0.63445 | 174.2171 | 174.2171 | 31.7227 | 16.2515 | 9.7834 | 12.9006 | 12.9006 | 2831.2819 | 31.7227 | 0 | 2315.7426 | 515.5393 | 0 | 409.2408 | 0 | 0 | 142.4945 | 0 | 0 | 2315.7426 | 515.5393 | 0 | 409.2408 | 0 | 0 | 0.63445 | 0.67411
2018-08-23 12:00 | 8 | 12 | 5 | 1 | 1 | 0.43972 | 183.1214 | 183.1214 | 21.9859 | 16.2515 | 9.7834 | 12.9006 | 12.9006 | 2975.9887 | 21.9859 | 0 | 2618.6866 | 357.3021 | 0 | 283.6304 | 0 | 0 | 161.1355 | 0 | 0 | 2618.6866 | 357.3021 | 0 | 283.6304 | 0 | 0 | 0.43972 | 0.66963
2018-08-23 13:00 | 8 | 13 | 5 | 1 | 1 | 0.64493 | 187.262 | 187.262 | 32.2465 | 16.2515 | 9.7834 | 12.9006 | 12.9006 | 3043.2799 | 32.2465 | 0 | 2519.2273 | 524.0526 | 0 | 415.9988 | 0 | 0 | 155.0155 | 0 | 0 | 2519.2273 | 524.0526 | 0 | 415.9988 | 0 | 0 | 0.64493 | 0.59033
2018-08-23 14:00 | 8 | 14 | 5 | 1 | 1 | 0.58866 | 183.7747 | 183.7747 | 29.4329 | 16.2515 | 9.7834 | 12.9006 | 12.9006 | 2986.6068 | 29.4329 | 0 | 2508.2793 | 478.3275 | 0 | 379.7017 | 0 | 0 | 154.3418 | 0 | 0 | 2508.2793 | 478.3275 | 0 | 379.7017 | 0 | 0 | 0.58866 | 0.49313
2018-08-23 15:00 | 8 | 15 | 5 | 1 | 1 | 0.34435 | 170.197 | 170.197 | 17.2174 | 16.2515 | 9.7834 | 12.9006 | 12.9006 | 2765.9484 | 17.2174 | 0 | 2486.1398 | 279.8086 | 0 | 222.1152 | 0 | 0 | 152.9795 | 0 | 0 | 2486.1398 | 279.8086 | 0 | 222.1152 | 0 | 0 | 0.34435 | 0.32888
2018-08-23 16:00 | 8 | 16 | 5 | 1 | 1 | 0.36157 | 150.2158 | 150.2158 | 18.0784 | 16.2515 | 9.7834 | 12.9006 | 12.9006 | 2441.2258 | 18.0784 | 0 | 2147.4263 | 293.7995 | 0 | 233.2213 | 0 | 0 | 132.1375 | 0 | 0 | 2147.4263 | 293.7995 | 0 | 233.2213 | 0 | 0 | 0.36157 | 0.29377
2018-08-23 17:00 | 8 | 17 | 5 | 1 | 1 | 0.12974 | 96.6312 | 96.6312 | 6.487 | 16.2515 | 9.7834 | 12.9006 | 12.9006 | 1570.3985 | 6.487 | 0 | 1464.9745 | 105.424 | 0 | 83.6868 | 0 | 0 | 90.1442 | 0 | 0 | 1464.9745 | 105.424 | 0 | 83.6868 | 0 | 0 | 0.12974 | 0.072582
2018-08-23 18:00 | 8 | 18 | 5 | 1 | 1 | 0.039908 | 74.5172 | 74.5172 | 1.9954 | 16.2515 | 9.7834 | 12.9006 | 12.9006 | 1211.0133 | 1.9954 | 0 | 1178.5852 | 32.4281 | 0 | 25.7418 | 0 | 0 | 72.5218 | 0 | 0 | 1178.5852 | 32.4281 | 0 | 25.7418 | 0 | 0 | 0.039908 | 0.025613
2018-08-23 19:00 | 8 | 19 | 5 | 1 | 0 | 0 | 75.9434 | 75.9434 | 0 | 16.2515 | 9.7834 | 12.9006 | 12.9006 | 1234.1904 | 0 | 0 | 1234.1904 | 0 | 0 | 0 | 0 | 0 | 75.9434 | 0 | 0 | 1234.1904 | 0 | 0 | 0 | 0 | 0 | 0 | 0
2018-08-23 20:00 | 8 | 20 | 5 | 1 | 0 | 0 | 80.721 | 80.721 | 0 | 16.2515 | 9.7834 | 12.9006 | 12.9006 | 1311.8344 | 0 | 0 | 1311.8344 | 0 | 0 | 0 | 0 | 0 | 80.721 | 0 | 0 | 1311.8344 | 0 | 0 | 0 | 0 | 0 | 0 | 0
2018-08-23 21:00 | 8 | 21 | 5 | 1 | 0 | 0 | 74.4372 | 74.4372 | 0 | 16.2515 | 9.7834 | 12.9006 | 12.9006 | 1209.7128 | 0 | 0 | 1209.7128 | 0 | 0 | 0 | 0 | 0 | 74.4372 | 0 | 0 | 1209.7128 | 0 | 0 | 0 | 0 | 0 | 0 | 0
2018-08-23 22:00 | 8 | 22 | 5 | 1 | 0 | 0 | 68.8002 | 68.8002 | 0 | 16.2515 | 9.7834 | 12.9006 | 12.9006 | 1118.1032 | 0 | 0 | 1118.1032 | 0 | 0 | 0 | 0 | 0 | 68.8002 | 0 | 0 | 1118.1032 | 0 | 0 | 0 | 0 | 0 | 0 | 0
2018-08-23 23:00 | 8 | 23 | 5 | 1 | 0 | 0 | 67.2171 | 67.2171 | 0 | 16.2515 | 9.7834 | 12.9006 | 12.9006 | 1092.3755 | 0 | 0 | 1092.3755 | 0 | 0 | 0 | 0 | 0 | 67.2171 | 0 | 0 | 1092.3755 | 0 | 0 | 0 | 0 | 0 | 0 | 0
2018-08-24 | 8 | 0 | 6 | 1 | 0 | 0 | 67.2064 | 67.2064 | 0 | 16.2515 | 9.7834 | 12.9006 | 12.9006 | 1092.2013 | 0 | 0 | 1092.2013 | 0 | 0 | 0 | 0 | 0 | 67.2064 | 0 | 0 | 1092.2013 | 0 | 0 | 0 | 0 | 0 | 0 | 0
2018-08-24 01:00 | 8 | 1 | 6 | 1 | 0 | 0 | 67.3817 | 67.3817 | 0 | 16.2515 | 9.7834 | 12.9006 | 12.9006 | 1095.0508 | 0 | 0 | 1095.0508 | 0 | 0 | 0 | 0 | 0 | 67.3817 | 0 | 0 | 1095.0508 | 0 | 0 | 0 | 0 | 0 | 0 | 0
2018-08-24 02:00 | 8 | 2 | 6 | 1 | 0 | 0 | 67.7469 | 67.7469 | 0 | 16.2515 | 9.7834 | 12.9006 | 12.9006 | 1100.9861 | 0 | 0 | 1100.9861 | 0 | 0 | 0 | 0 | 0 | 67.7469 | 0 | 0 | 1100.9861 | 0 | 0 | 0 | 0 | 0 | 0 | 0
2018-08-24 03:00 | 8 | 3 | 6 | 1 | 0 | 0 | 69.6897 | 69.6897 | 0 | 16.2515 | 9.7834 | 12.9006 | 12.9006 | 1132.5587 | 0 | 0 | 1132.5587 | 0 | 0 | 0 | 0 | 0 | 69.6897 | 0 | 0 | 1132.5587 | 0 | 0 | 0 | 0 | 0 | 0 | 0
2018-08-24 04:00 | 8 | 4 | 6 | 1 | 0 | 0 | 76.209 | 76.209 | 0 | 16.2515 | 9.7834 | 12.9006 | 12.9006 | 1238.5074 | 0 | 0 | 1238.5074 | 0 | 0 | 0 | 0 | 0 | 76.209 | 0 | 0 | 1238.5074 | 0 | 0 | 0 | 0 | 0 | 0 | 0
2018-08-24 05:00 | 8 | 5 | 6 | 1 | 0 | 0 | 87.5235 | 87.5235 | 0 | 16.2515 | 9.7834 | 12.9006 | 12.9006 | 1422.3846 | 0 | 0 | 1422.3846 | 0 | 0 | 0 | 0 | 0 | 87.5235 | 0 | 0 | 1422.3846 | 0 | 0 | 0 | 0 | 0 | 0 | 0
2018-08-24 06:00 | 8 | 6 | 6 | 1 | 0 | 0.017453 | 95.563 | 95.563 | 0.87263 | 16.2515 | 9.7834 | 12.9006 | 12.9006 | 1553.0376 | 0.87263 | 0 | 1538.8561 | 14.1815 | 0 | 11.2574 | 0 | 0 | 94.6904 | 0 | 0 | 1538.8561 | 14.1815 | 0 | 11.2574 | 0 | 0 | 0.017453 | 0.01641
2018-08-24 07:00 | 8 | 7 | 6 | 1 | 0 | 0.10252 | 110.5376 | 110.5376 | 5.126 | 16.2515 | 9.7834 | 12.9006 | 12.9006 | 1796.3964 | 5.126 | 0 | 1713.0915 | 83.305 | 0 | 66.1284 | 0 | 0 | 105.4116 | 0 | 0 | 1713.0915 | 83.305 | 0 | 66.1284 | 0 | 0 | 0.10252 | 0.12578
2018-08-24 08:00 | 8 | 8 | 6 | 1 | 0 | 0.33229 | 127.6367 | 127.6367 | 16.6147 | 16.2515 | 9.7834 | 12.9006 | 12.9006 | 2074.2823 | 16.6147 | 0 | 1804.2701 | 270.0123 | 0 | 214.3388 | 0 | 0 | 111.0221 | 0 | 0 | 1804.2701 | 270.0123 | 0 | 214.3388 | 0 | 0 | 0.33229 | 0.2513
2018-08-24 09:00 | 8 | 9 | 6 | 1 | 0 | 0.33303 | 142.991 | 142.991 | 16.6516 | 16.2515 | 9.7834 | 12.9006 | 12.9006 | 2323.8116 | 16.6516 | 0 | 2053.1988 | 270.6128 | 0 | 214.8154 | 0 | 0 | 126.3394 | 0 | 0 | 2053.1988 | 270.6128 | 0 | 214.8154 | 0 | 0 | 0.33303 | 0.34482
2018-08-24 10:00 | 8 | 10 | 6 | 1 | 0 | 0.572 | 160.9384 | 160.9384 | 28.6002 | 16.2515 | 9.7834 | 12.9006 | 12.9006 | 2615.4837 | 28.6002 | 0 | 2150.6896 | 464.7941 | 0 | 368.9588 | 0 | 0 | 132.3383 | 0 | 0 | 2150.6896 | 464.7941 | 0 | 368.9588 | 0 | 0 | 0.572 | 0.39264
2018-08-24 11:00 | 8 | 11 | 6 | 1 | 1 | 0.63589 | 176.315 | 176.315 | 31.7946 | 16.2515 | 9.7834 | 12.9006 | 12.9006 | 2865.3756 | 31.7946 | 0 | 2348.667 | 516.7086 | 0 | 410.169 | 0 | 0 | 144.5204 | 0 | 0 | 2348.667 | 516.7086 | 0 | 410.169 | 0 | 0 | 0.63589 | 0.48881
2018-08-24 12:00 | 8 | 12 | 6 | 1 | 1 | 0.66065 | 188.7459 | 188.7459 | 33.0323 | 16.2515 | 9.7834 | 12.9006 | 12.9006 | 3067.3959 | 33.0323 | 0 | 2530.5737 | 536.8222 | 0 | 426.1354 | 0 | 0 | 155.7137 | 0 | 0 | 2530.5737 | 536.8222 | 0 | 426.1354 | 0 | 0 | 0.66065 | 0.50301
2018-08-24 13:00 | 8 | 13 | 6 | 1 | 1 | 0.64396 | 190.7959 | 190.7959 | 32.1979 | 16.2515 | 9.7834 | 12.9006 | 12.9006 | 3100.7114 | 32.1979 | 0 | 2577.4478 | 523.2636 | 0 | 415.3725 | 0 | 0 | 158.598 | 0 | 0 | 2577.4478 | 523.2636 | 0 | 415.3725 | 0 | 0 | 0.64396 | 0.63853
2018-08-24 14:00 | 8 | 14 | 6 | 1 | 1 | 0.49705 | 184.4727 | 184.4727 | 24.8527 | 16.2515 | 9.7834 | 12.9006 | 12.9006 | 2997.9493 | 24.8527 | 0 | 2594.0567 | 403.8926 | 0 | 320.6144 | 0 | 0 | 159.62 | 0 | 0 | 2594.0567 | 403.8926 | 0 | 320.6144 | 0 | 0 | 0.49705 | 0.58599
2018-08-24 15:00 | 8 | 15 | 6 | 1 | 1 | 0.39588 | 167.5818 | 167.5818 | 19.7939 | 16.2515 | 9.7834 | 12.9006 | 12.9006 | 2723.4489 | 19.7939 | 0 | 2401.7692 | 321.6797 | 0 | 255.3529 | 0 | 0 | 147.7879 | 0 | 0 | 2401.7692 | 321.6797 | 0 | 255.3529 | 0 | 0 | 0.39588 | 0.40989
2018-08-24 16:00 | 8 | 16 | 6 | 1 | 1 | 0.237 | 148.1638 | 148.1638 | 11.8502 | 16.2515 | 9.7834 | 12.9006 | 12.9006 | 2407.8779 | 11.8502 | 0 | 2215.2941 | 192.5838 | 0 | 152.8752 | 0 | 0 | 136.3136 | 0 | 0 | 2215.2941 | 192.5838 | 0 | 152.8752 | 0 | 0 | 0.237 | 0.17802
2018-08-24 17:00 | 8 | 17 | 6 | 1 | 1 | 0.068171 | 94.3541 | 94.3541 | 3.4085 | 16.2515 | 9.7834 | 12.9006 | 12.9006 | 1533.3918 | 3.4085 | 0 | 1477.9982 | 55.3936 | 0 | 43.972 | 0 | 0 | 90.9456 | 0 | 0 | 1477.9982 | 55.3936 | 0 | 43.972 | 0 | 0 | 0.068171 | 0.10687
2018-08-24 18:00 | 8 | 18 | 6 | 1 | 1 | 0.022056 | 73.5936 | 73.5936 | 1.1028 | 16.2515 | 9.7834 | 12.9006 | 12.9006 | 1196.0038 | 1.1028 | 0 | 1178.0815 | 17.9223 | 0 | 14.2269 | 0 | 0 | 72.4908 | 0 | 0 | 1178.0815 | 17.9223 | 0 | 14.2269 | 0 | 0 | 0.022056 | 0.027353
2018-08-24 19:00 | 8 | 19 | 6 | 1 | 0 | 0 | 73.7314 | 73.7314 | 0 | 16.2515 | 9.7834 | 12.9006 | 12.9006 | 1198.2419 | 0 | 0 | 1198.2419 | 0 | 0 | 0 | 0 | 0 | 73.7314 | 0 | 0 | 1198.2419 | 0 | 0 | 0 | 0 | 0 | 0 | 0
2018-08-24 20:00 | 8 | 20 | 6 | 1 | 0 | 0 | 79.0552 | 79.0552 | 0 | 16.2515 | 9.7834 | 12.9006 | 12.9006 | 1284.7623 | 0 | 0 | 1284.7623 | 0 | 0 | 0 | 0 | 0 | 79.0552 | 0 | 0 | 1284.7623 | 0 | 0 | 0 | 0 | 0 | 0 | 0
2018-08-24 21:00 | 8 | 21 | 6 | 1 | 0 | 0 | 72.8785 | 72.8785 | 0 | 16.2515 | 9.7834 | 12.9006 | 12.9006 | 1184.3813 | 0 | 0 | 1184.3813 | 0 | 0 | 0 | 0 | 0 | 72.8785 | 0 | 0 | 1184.3813 | 0 | 0 | 0 | 0 | 0 | 0 | 0
2018-08-24 22:00 | 8 | 22 | 6 | 1 | 0 | 0 | 67.3095 | 67.3095 | 0 | 16.2515 | 9.7834 | 12.9006 | 12.9006 | 1093.8779 | 0 | 0 | 1093.8779 | 0 | 0 | 0 | 0 | 0 | 67.3095 | 0 | 0 | 1093.8779 | 0 | 0 | 0 | 0 | 0 | 0 | 0
2018-08-24 23:00 | 8 | 23 | 6 | 1 | 0 | 0 | 65.5536 | 65.5536 | 0 | 16.2515 | 9.7834 | 12.9006 | 12.9006 | 1065.3417 | 0 | 0 | 1065.3417 | 0 | 0 | 0 | 0 | 0 | 65.5536 | 0 | 0 | 1065.3417 | 0 | 0 | 0 | 0 | 0 | 0 | 0
2018-08-25 | 8 | 0 | 7 | 1 | 0 | 0 | 66.1013 | 66.1013 | 0 | 16.2515 | 9.7834 | 12.9006 | 12.9006 | 1074.2429 | 0 | 0 | 1074.2429 | 0 | 0 | 0 | 0 | 0 | 66.1013 | 0 | 0 | 1074.2429 | 0 | 0 | 0 | 0 | 0 | 0 | 0
2018-08-25 01:00 | 8 | 1 | 7 | 1 | 0 | 0 | 66.6977 | 66.6977 | 0 | 16.2515 | 9.7834 | 12.9006 | 12.9006 | 1083.9345 | 0 | 0 | 1083.9345 | 0 | 0 | 0 | 0 | 0 | 66.6977 | 0 | 0 | 1083.9345 | 0 | 0 | 0 | 0 | 0 | 0 | 0
2018-08-25 02:00 | 8 | 2 | 7 | 1 | 0 | 0 | 63.7851 | 63.7851 | 0 | 16.2515 | 9.7834 | 12.9006 | 12.9006 | 1036.6004 | 0 | 0 | 1036.6004 | 0 | 0 | 0 | 0 | 0 | 63.7851 | 0 | 0 | 1036.6004 | 0 | 0 | 0 | 0 | 0 | 0 | 0
2018-08-25 03:00 | 8 | 3 | 7 | 1 | 0 | 0 | 62.7192 | 62.7192 | 0 | 16.2515 | 9.7834 | 12.9006 | 12.9006 | 1019.2791 | 0 | 0 | 1019.2791 | 0 | 0 | 0 | 0 | 0 | 62.7192 | 0 | 0 | 1019.2791 | 0 | 0 | 0 | 0 | 0 | 0 | 0
2018-08-25 04:00 | 8 | 4 | 7 | 1 | 0 | 0 | 63.2066 | 63.2066 | 0 | 16.2515 | 9.7834 | 12.9006 | 12.9006 | 1027.2001 | 0 | 0 | 1027.2001 | 0 | 0 | 0 | 0 | 0 | 63.2066 | 0 | 0 | 1027.2001 | 0 | 0 | 0 | 0 | 0 | 0 | 0
2018-08-25 05:00 | 8 | 5 | 7 | 1 | 0 | 0 | 65.7464 | 65.7464 | 0 | 16.2515 | 9.7834 | 12.9006 | 12.9006 | 1068.4744 | 0 | 0 | 1068.4744 | 0 | 0 | 0 | 0 | 0 | 65.7464 | 0 | 0 | 1068.4744 | 0 | 0 | 0 | 0 | 0 | 0 | 0
2018-08-25 06:00 | 8 | 6 | 7 | 1 | 0 | 0.010321 | 62.7341 | 62.7341 | 0.51604 | 16.2515 | 9.7834 | 12.9006 | 12.9006 | 1019.5197 | 0.51604 | 0 | 1011.1333 | 8.3864 | 0 | 6.6572 | 0 | 0 | 62.218 | 0 | 0 | 1011.1333 | 8.3864 | 0 | 6.6572 | 0 | 0 | 0.010321 | 0.013613
2018-08-25 07:00 | 8 | 7 | 7 | 1 | 0 | 0.048871 | 64.019 | 64.019 | 2.4436 | 16.2515 | 9.7834 | 12.9006 | 12.9006 | 1040.4026 | 2.4436 | 0 | 1000.6914 | 39.7112 | 0 | 31.5232 | 0 | 0 | 61.5755 | 0 | 0 | 1000.6914 | 39.7112 | 0 | 31.5232 | 0 | 0 | 0.048871 | 0.10172
2018-08-25 08:00 | 8 | 8 | 7 | 1 | 0 | 0.051665 | 62.8607 | 62.8607 | 2.5832 | 16.2515 | 9.7834 | 12.9006 | 12.9006 | 1021.5777 | 2.5832 | 0 | 979.5963 | 41.9814 | 0 | 33.3253 | 0 | 0 | 60.2774 | 0 | 0 | 979.5963 | 41.9814 | 0 | 33.3253 | 0 | 0 | 0.051665 | 0.2521
2018-08-25 09:00 | 8 | 9 | 7 | 1 | 0 | 0.20958 | 63.9053 | 63.9053 | 10.4787 | 16.2515 | 9.7834 | 12.9006 | 12.9006 | 1038.5548 | 10.4787 | 0 | 868.2599 | 170.2949 | 0 | 135.182 | 0 | 0 | 53.4266 | 0 | 0 | 868.2599 | 170.2949 | 0 | 135.182 | 0 | 0 | 0.20958 | 0.25077
2018-08-25 10:00 | 8 | 10 | 7 | 1 | 0 | 0.22973 | 74.9128 | 74.9128 | 11.4864 | 16.2515 | 9.7834 | 12.9006 | 12.9006 | 1217.4415 | 11.4864 | 0 | 1030.77 | 186.6715 | 0 | 148.182 | 0 | 0 | 63.4263 | 0 | 0 | 1030.77 | 186.6715 | 0 | 148.182 | 0 | 0 | 0.22973 | 0.27249
2018-08-25 11:00 | 8 | 11 | 7 | 1 | 1 | 0.3703 | 80.2391 | 80.2391 | 18.5152 | 16.2515 | 9.7834 | 12.9006 | 12.9006 | 1304.0023 | 18.5152 | 0 | 1003.1034 | 300.899 | 0 | 238.857 | 0 | 0 | 61.7239 | 0 | 0 | 1003.1034 | 300.899 | 0 | 238.857 | 0 | 0 | 0.3703 | 0.36
2018-08-25 12:00 | 8 | 12 | 7 | 1 | 1 | 0.48402 | 84.0352 | 84.0352 | 24.2011 | 16.2515 | 9.7834 | 12.9006 | 12.9006 | 1365.6942 | 24.2011 | 0 | 972.391 | 393.3031 | 0 | 312.2084 | 0 | 0 | 59.8341 | 0 | 0 | 972.391 | 393.3031 | 0 | 312.2084 | 0 | 0 | 0.48402 | 0.3528
2018-08-25 13:00 | 8 | 13 | 7 | 1 | 1 | 0.6408 | 91.9726 | 91.9726 | 32.0401 | 16.2515 | 9.7834 | 12.9006 | 12.9006 | 1494.6885 | 32.0401 | 0 | 973.9894 | 520.6991 | 0 | 413.3368 | 0 | 0 | 59.9324 | 0 | 0 | 973.9894 | 520.6991 | 0 | 413.3368 | 0 | 0 | 0.6408 | 0.35011
2018-08-25 14:00 | 8 | 14 | 7 | 1 | 1 | 0.58797 | 92.6265 | 92.6265 | 29.3983 | 16.2515 | 9.7834 | 12.9006 | 12.9006 | 1505.3151 | 29.3983 | 0 | 1027.5499 | 477.7652 | 0 | 379.2554 | 0 | 0 | 63.2282 | 0 | 0 | 1027.5499 | 477.7652 | 0 | 379.2554 | 0 | 0 | 0.58797 | 0.28525
2018-08-25 15:00 | 8 | 15 | 7 | 1 | 1 | 0.49347 | 92.3303 | 92.3303 | 24.6733 | 16.2515 | 9.7834 | 12.9006 | 12.9006 | 1500.5021 | 24.6733 | 0 | 1099.5251 | 400.9771 | 0 | 318.3001 | 0 | 0 | 67.657 | 0 | 0 | 1099.5251 | 400.9771 | 0 | 318.3001 | 0 | 0 | 0.49347 | 0.25205
2018-08-25 16:00 | 8 | 16 | 7 | 1 | 1 | 0.36086 | 96.2785 | 96.2785 | 18.0429 | 16.2515 | 9.7834 | 12.9006 | 12.9006 | 1564.6663 | 18.0429 | 0 | 1271.4421 | 293.2242 | 0 | 232.7647 | 0 | 0 | 78.2356 | 0 | 0 | 1271.4421 | 293.2242 | 0 | 232.7647 | 0 | 0 | 0.36086 | 0.21413
2018-08-25 17:00 | 8 | 17 | 7 | 1 | 1 | 0.19099 | 67.5399 | 67.5399 | 9.5496 | 16.2515 | 9.7834 | 12.9006 | 12.9006 | 1097.622 | 9.5496 | 0 | 942.427 | 155.1949 | 0 | 123.1955 | 0 | 0 | 57.9903 | 0 | 0 | 942.427 | 155.1949 | 0 | 123.1955 | 0 | 0 | 0.19099 | 0.13547
2018-08-25 18:00 | 8 | 18 | 7 | 1 | 1 | 0.036246 | 58.4707 | 58.4707 | 1.8123 | 16.2515 | 9.7834 | 12.9006 | 12.9006 | 950.2344 | 1.8123 | 0 | 920.782 | 29.4524 | 0 | 23.3796 | 0 | 0 | 56.6584 | 0 | 0 | 920.782 | 29.4524 | 0 | 23.3796 | 0 | 0 | 0.036246 | 0.040477
2018-08-25 19:00 | 8 | 19 | 7 | 1 | 0 | 0 | 69.1748 | 69.1748 | 0 | 16.2515 | 9.7834 | 12.9006 | 12.9006 | 1124.1918 | 0 | 0 | 1124.1918 | 0 | 0 | 0 | 0 | 0 | 69.1748 | 0 | 0 | 1124.1918 | 0 | 0 | 0 | 0 | 0 | 0 | 0
2018-08-25 20:00 | 8 | 20 | 7 | 1 | 0 | 0 | 78.2156 | 78.2156 | 0 | 16.2515 | 9.7834 | 12.9006 | 12.9006 | 1271.1167 | 0 | 0 | 1271.1167 | 0 | 0 | 0 | 0 | 0 | 78.2156 | 0 | 0 | 1271.1167 | 0 | 0 | 0 | 0 | 0 | 0 | 0
2018-08-25 21:00 | 8 | 21 | 7 | 1 | 0 | 0 | 77.1056 | 77.1056 | 0 | 16.2515 | 9.7834 | 12.9006 | 12.9006 | 1253.078 | 0 | 0 | 1253.078 | 0 | 0 | 0 | 0 | 0 | 77.1056 | 0 | 0 | 1253.078 | 0 | 0 | 0 | 0 | 0 | 0 | 0
2018-08-25 22:00 | 8 | 22 | 7 | 1 | 0 | 0 | 75.1291 | 75.1291 | 0 | 16.2515 | 9.7834 | 12.9006 | 12.9006 | 1220.9574 | 0 | 0 | 1220.9574 | 0 | 0 | 0 | 0 | 0 | 75.1291 | 0 | 0 | 1220.9574 | 0 | 0 | 0 | 0 | 0 | 0 | 0
2018-08-25 23:00 | 8 | 23 | 7 | 1 | 0 | 0 | 71.3072 | 71.3072 | 0 | 16.2515 | 9.7834 | 12.9006 | 12.9006 | 1158.8458 | 0 | 0 | 1158.8458 | 0 | 0 | 0 | 0 | 0 | 71.3072 | 0 | 0 | 1158.8458 | 0 | 0 | 0 | 0 | 0 | 0 | 0
2018-08-26 | 8 | 0 | 1 | 1 | 0 | 0 | 65.9487 | 65.9487 | 0 | 16.2515 | 9.7834 | 12.9006 | 12.9006 | 1071.7617 | 0 | 0 | 1071.7617 | 0 | 0 | 0 | 0 | 0 | 65.9487 | 0 | 0 | 1071.7617 | 0 | 0 | 0 | 0 | 0 | 0 | 0
2018-08-26 01:00 | 8 | 1 | 1 | 1 | 0 | 0 | 66.4509 | 66.4509 | 0 | 16.2515 | 9.7834 | 12.9006 | 12.9006 | 1079.9235 | 0 | 0 | 1079.9235 | 0 | 0 | 0 | 0 | 0 | 66.4509 | 0 | 0 | 1079.9235 | 0 | 0 | 0 | 0 | 0 | 0 | 0
2018-08-26 02:00 | 8 | 2 | 1 | 1 | 0 | 0 | 63.5208 | 63.5208 | 0 | 16.2515 | 9.7834 | 12.9006 | 12.9006 | 1032.3056 | 0 | 0 | 1032.3056 | 0 | 0 | 0 | 0 | 0 | 63.5208 | 0 | 0 | 1032.3056 | 0 | 0 | 0 | 0 | 0 | 0 | 0
2018-08-26 03:00 | 8 | 3 | 1 | 1 | 0 | 0 | 63.2042 | 63.2042 | 0 | 16.2515 | 9.7834 | 12.9006 | 12.9006 | 1027.1596 | 0 | 0 | 1027.1596 | 0 | 0 | 0 | 0 | 0 | 63.2042 | 0 | 0 | 1027.1596 | 0 | 0 | 0 | 0 | 0 | 0 | 0
2018-08-26 04:00 | 8 | 4 | 1 | 1 | 0 | 0 | 64.7522 | 64.7522 | 0 | 16.2515 | 9.7834 | 12.9006 | 12.9006 | 1052.3182 | 0 | 0 | 1052.3182 | 0 | 0 | 0 | 0 | 0 | 64.7522 | 0 | 0 | 1052.3182 | 0 | 0 | 0 | 0 | 0 | 0 | 0
2018-08-26 05:00 | 8 | 5 | 1 | 1 | 0 | 0 | 65.2642 | 65.2642 | 0 | 16.2515 | 9.7834 | 12.9006 | 12.9006 | 1060.6384 | 0 | 0 | 1060.6384 | 0 | 0 | 0 | 0 | 0 | 65.2642 | 0 | 0 | 1060.6384 | 0 | 0 | 0 | 0 | 0 | 0 | 0
2018-08-26 06:00 | 8 | 6 | 1 | 1 | 0 | 0.016111 | 58.2312 | 58.2312 | 0.80555 | 16.2515 | 9.7834 | 12.9006 | 12.9006 | 946.3422 | 0.80555 | 0 | 933.2508 | 13.0914 | 0 | 10.3921 | 0 | 0 | 57.4257 | 0 | 0 | 933.2508 | 13.0914 | 0 | 10.3921 | 0 | 0 | 0.016111 | 0.013821
2018-08-26 07:00 | 8 | 7 | 1 | 1 | 0 | 0.16021 | 63.4987 | 63.4987 | 8.0103 | 16.2515 | 9.7834 | 12.9006 | 12.9006 | 1031.9457 | 8.0103 | 0 | 901.7666 | 130.179 | 0 | 103.3376 | 0 | 0 | 55.4884 | 0 | 0 | 901.7666 | 130.179 | 0 | 103.3376 | 0 | 0 | 0.16021 | 0.091434
2018-08-26 08:00 | 8 | 8 | 1 | 1 | 0 | 0.34586 | 63.1649 | 63.1649 | 17.2928 | 16.2515 | 9.7834 | 12.9006 | 12.9006 | 1026.5215 | 17.2928 | 0 | 745.4891 | 281.0324 | 0 | 223.0866 | 0 | 0 | 45.8721 | 0 | 0 | 745.4891 | 281.0324 | 0 | 223.0866 | 0 | 0 | 0.34586 | 0.22845
2018-08-26 09:00 | 8 | 9 | 1 | 1 | 0 | 0.4852 | 66.9614 | 66.9614 | 24.2598 | 16.2515 | 9.7834 | 12.9006 | 12.9006 | 1088.2202 | 24.2598 | 0 | 693.9632 | 394.2571 | 0 | 312.9657 | 0 | 0 | 42.7016 | 0 | 0 | 693.9632 | 394.2571 | 0 | 312.9657 | 0 | 0 | 0.4852 | 0.34612
2018-08-26 10:00 | 8 | 10 | 1 | 1 | 0 | 0.58505 | 74.9523 | 74.9523 | 29.2523 | 16.2515 | 9.7834 | 12.9006 | 12.9006 | 1218.0848 | 29.2523 | 0 | 742.6915 | 475.3933 | 0 | 377.3725 | 0 | 0 | 45.7 | 0 | 0 | 742.6915 | 475.3933 | 0 | 377.3725 | 0 | 0 | 0.58505 | 0.47587
2018-08-26 11:00 | 8 | 11 | 1 | 1 | 1 | 0.64336 | 78.1383 | 78.1383 | 32.1682 | 16.2515 | 9.7834 | 12.9006 | 12.9006 | 1269.8617 | 32.1682 | 0 | 747.0824 | 522.7793 | 0 | 414.988 | 0 | 0 | 45.9702 | 0 | 0 | 747.0824 | 522.7793 | 0 | 414.988 | 0 | 0 | 0.64336 | 0.41153
2018-08-26 12:00 | 8 | 12 | 1 | 1 | 1 | 0.66052 | 86.4625 | 86.4625 | 33.0259 | 16.2515 | 9.7834 | 12.9006 | 12.9006 | 1405.1408 | 33.0259 | 0 | 868.4219 | 536.719 | 0 | 426.0535 | 0 | 0 | 53.4366 | 0 | 0 | 868.4219 | 536.719 | 0 | 426.0535 | 0 | 0 | 0.66052 | 0.46916
2018-08-26 13:00 | 8 | 13 | 1 | 1 | 1 | 0.64165 | 93.3511 | 93.3511 | 32.0825 | 16.2515 | 9.7834 | 12.9006 | 12.9006 | 1517.0909 | 32.0825 | 0 | 995.7027 | 521.3882 | 0 | 413.8838 | 0 | 0 | 61.2685 | 0 | 0 | 995.7027 | 521.3882 | 0 | 413.8838 | 0 | 0 | 0.64165 | 0.46029
2018-08-26 14:00 | 8 | 14 | 1 | 1 | 1 | 0.5868 | 90.9144 | 90.9144 | 29.3401 | 16.2515 | 9.7834 | 12.9006 | 12.9006 | 1477.4914 | 29.3401 | 0 | 1000.6712 | 476.8202 | 0 | 378.5052 | 0 | 0 | 61.5742 | 0 | 0 | 1000.6712 | 476.8202 | 0 | 378.5052 | 0 | 0 | 0.5868 | 0.4054
2018-08-26 15:00 | 8 | 15 | 1 | 1 | 1 | 0.49368 | 90.5326 | 90.5326 | 24.6842 | 16.2515 | 9.7834 | 12.9006 | 12.9006 | 1471.2869 | 24.6842 | 0 | 1070.1319 | 401.155 | 0 | 318.4413 | 0 | 0 | 65.8484 | 0 | 0 | 1070.1319 | 401.155 | 0 | 318.4413 | 0 | 0 | 0.49368 | 0.32306
2018-08-26 16:00 | 8 | 16 | 1 | 1 | 1 | 0.36696 | 89.9642 | 89.9642 | 18.3478 | 16.2515 | 9.7834 | 12.9006 | 12.9006 | 1462.0486 | 18.3478 | 0 | 1163.8693 | 298.1793 | 0 | 236.6981 | 0 | 0 | 71.6163 | 0 | 0 | 1163.8693 | 298.1793 | 0 | 236.6981 | 0 | 0 | 0.36696 | 0.21142
2018-08-26 17:00 | 8 | 17 | 1 | 1 | 1 | 0.19352 | 60.5169 | 60.5169 | 9.676 | 16.2515 | 9.7834 | 12.9006 | 12.9006 | 983.4883 | 9.676 | 0 | 826.2392 | 157.2491 | 0 | 124.8261 | 0 | 0 | 50.8409 | 0 | 0 | 826.2392 | 157.2491 | 0 | 124.8261 | 0 | 0 | 0.19352 | 0.080492
2018-08-26 18:00 | 8 | 18 | 1 | 1 | 1 | 0.03354 | 53.7276 | 53.7276 | 1.677 | 16.2515 | 9.7834 | 12.9006 | 12.9006 | 873.1524 | 1.677 | 0 | 845.8987 | 27.2538 | 0 | 21.6344 | 0 | 0 | 52.0506 | 0 | 0 | 845.8987 | 27.2538 | 0 | 21.6344 | 0 | 0 | 0.03354 | 0.036045
2018-08-26 19:00 | 8 | 19 | 1 | 1 | 0 | 0 | 63.1407 | 63.1407 | 0 | 16.2515 | 9.7834 | 12.9006 | 12.9006 | 1026.1289 | 0 | 0 | 1026.1289 | 0 | 0 | 0 | 0 | 0 | 63.1407 | 0 | 0 | 1026.1289 | 0 | 0 | 0 | 0 | 0 | 0 | 0
2018-08-26 20:00 | 8 | 20 | 1 | 1 | 0 | 0 | 69.9016 | 69.9016 | 0 | 16.2515 | 9.7834 | 12.9006 | 12.9006 | 1136.0036 | 0 | 0 | 1136.0036 | 0 | 0 | 0 | 0 | 0 | 69.9016 | 0 | 0 | 1136.0036 | 0 | 0 | 0 | 0 | 0 | 0 | 0
2018-08-26 21:00 | 8 | 21 | 1 | 1 | 0 | 0 | 69.4368 | 69.4368 | 0 | 16.2515 | 9.7834 | 12.9006 | 12.9006 | 1128.449 | 0 | 0 | 1128.449 | 0 | 0 | 0 | 0 | 0 | 69.4368 | 0 | 0 | 1128.449 | 0 | 0 | 0 | 0 | 0 | 0 | 0
2018-08-26 22:00 | 8 | 22 | 1 | 1 | 0 | 0 | 68.7124 | 68.7124 | 0 | 16.2515 | 9.7834 | 12.9006 | 12.9006 | 1116.6763 | 0 | 0 | 1116.6763 | 0 | 0 | 0 | 0 | 0 | 68.7124 | 0 | 0 | 1116.6763 | 0 | 0 | 0 | 0 | 0 | 0 | 0
2018-08-26 23:00 | 8 | 23 | 1 | 1 | 0 | 0 | 67.2686 | 67.2686 | 0 | 16.2515 | 9.7834 | 12.9006 | 12.9006 | 1093.2133 | 0 | 0 | 1093.2133 | 0 | 0 | 0 | 0 | 0 | 67.2686 | 0 | 0 | 1093.2133 | 0 | 0 | 0 | 0 | 0 | 0 | 0
2018-08-27 | 8 | 0 | 2 | 1 | 0 | 0 | 77.6197 | 77.6197 | 0 | 16.2515 | 9.7834 | 12.9006 | 12.9006 | 1261.4327 | 0 | 0 | 1261.4327 | 0 | 0 | 0 | 0 | 0 | 77.6197 | 0 | 0 | 1261.4327 | 0 | 0 | 0 | 0 | 0 | 0 | 0
2018-08-27 01:00 | 8 | 1 | 2 | 1 | 0 | 0 | 80.7405 | 80.7405 | 0 | 16.2515 | 9.7834 | 12.9006 | 12.9006 | 1312.1504 | 0 | 0 | 1312.1504 | 0 | 0 | 0 | 0 | 0 | 80.7405 | 0 | 0 | 1312.1504 | 0 | 0 | 0 | 0 | 0 | 0 | 0
2018-08-27 02:00 | 8 | 2 | 2 | 1 | 0 | 0 | 81.488 | 81.488 | 0 | 16.2515 | 9.7834 | 12.9006 | 12.9006 | 1324.2985 | 0 | 0 | 1324.2985 | 0 | 0 | 0 | 0 | 0 | 81.488 | 0 | 0 | 1324.2985 | 0 | 0 | 0 | 0 | 0 | 0 | 0
2018-08-27 03:00 | 8 | 3 | 2 | 1 | 0 | 0 | 86.2706 | 86.2706 | 0 | 16.2515 | 9.7834 | 12.9006 | 12.9006 | 1402.0236 | 0 | 0 | 1402.0236 | 0 | 0 | 0 | 0 | 0 | 86.2706 | 0 | 0 | 1402.0236 | 0 | 0 | 0 | 0 | 0 | 0 | 0
2018-08-27 04:00 | 8 | 4 | 2 | 1 | 0 | 0 | 96.3823 | 96.3823 | 0 | 16.2515 | 9.7834 | 12.9006 | 12.9006 | 1566.353 | 0 | 0 | 1566.353 | 0 | 0 | 0 | 0 | 0 | 96.3823 | 0 | 0 | 1566.353 | 0 | 0 | 0 | 0 | 0 | 0 | 0
2018-08-27 05:00 | 8 | 5 | 2 | 1 | 0 | 0 | 112.6095 | 112.6095 | 0 | 16.2515 | 9.7834 | 12.9006 | 12.9006 | 1830.0687 | 0 | 0 | 1830.0687 | 0 | 0 | 0 | 0 | 0 | 112.6095 | 0 | 0 | 1830.0687 | 0 | 0 | 0 | 0 | 0 | 0 | 0
2018-08-27 06:00 | 8 | 6 | 2 | 1 | 0 | 0.01447 | 127.9794 | 127.9794 | 0.7235 | 16.2515 | 9.7834 | 12.9006 | 12.9006 | 2079.8522 | 0.7235 | 0 | 2068.0942 | 11.7579 | 0 | 9.3336 | 0 | 0 | 127.2559 | 0 | 0 | 2068.0942 | 11.7579 | 0 | 9.3336 | 0 | 0 | 0.01447 | 0.012449
2018-08-27 07:00 | 8 | 7 | 2 | 1 | 0 | 0.15621 | 146.6931 | 146.6931 | 7.8105 | 16.2515 | 9.7834 | 12.9006 | 12.9006 | 2383.9758 | 7.8105 | 0 | 2257.0438 | 126.932 | 0 | 100.76 | 0 | 0 | 138.8826 | 0 | 0 | 2257.0438 | 126.932 | 0 | 100.76 | 0 | 0 | 0.15621 | 0.14679
2018-08-27 08:00 | 8 | 8 | 2 | 1 | 0 | 0.33605 | 165.916 | 165.916 | 16.8026 | 16.2515 | 9.7834 | 12.9006 | 12.9006 | 2696.3771 | 16.8026 | 0 | 2423.3112 | 273.0659 | 0 | 216.7628 | 0 | 0 | 149.1135 | 0 | 0 | 2423.3112 | 273.0659 | 0 | 216.7628 | 0 | 0 | 0.33605 | 0.26515
2018-08-27 09:00 | 8 | 9 | 2 | 1 | 0 | 0.47209 | 192.1178 | 192.1178 | 23.6045 | 16.2515 | 9.7834 | 12.9006 | 12.9006 | 3122.1943 | 23.6045 | 0 | 2738.586 | 383.6083 | 0 | 304.5126 | 0 | 0 | 168.5133 | 0 | 0 | 2738.586 | 383.6083 | 0 | 304.5126 | 0 | 0 | 0.47209 | 0.30788
2018-08-27 10:00 | 8 | 10 | 2 | 1 | 0 | 0.57242 | 215.8014 | 215.8014 | 28.621 | 16.2515 | 9.7834 | 12.9006 | 12.9006 | 3507.0868 | 28.621 | 0 | 3041.9547 | 465.1321 | 0 | 369.2271 | 0 | 0 | 187.1804 | 0 | 0 | 3041.9547 | 465.1321 | 0 | 369.2271 | 0 | 0 | 0.57242 | 0.41439
2018-08-27 11:00 | 8 | 11 | 2 | 1 | 1 | 0.6334 | 225.5776 | 225.5776 | 31.67 | 16.2515 | 9.7834 | 12.9006 | 12.9006 | 3665.9638 | 31.67 | 0 | 3151.281 | 514.6828 | 0 | 408.561 | 0 | 0 | 193.9076 | 0 | 0 | 3151.281 | 514.6828 | 0 | 408.561 | 0 | 0 | 0.6334 | 0.41566
2018-08-27 12:00 | 8 | 12 | 2 | 1 | 1 | 0.64914 | 230.4207 | 230.4207 | 32.4573 | 16.2515 | 9.7834 | 12.9006 | 12.9006 | 3744.6718 | 32.4573 | 0 | 3217.1942 | 527.4776 | 0 | 418.7176 | 0 | 0 | 197.9634 | 0 | 0 | 3217.1942 | 527.4776 | 0 | 418.7176 | 0 | 0 | 0.64914 | 0.54422
2018-08-27 13:00 | 8 | 13 | 2 | 1 | 1 | 0.62646 | 226.5125 | 226.5125 | 31.3231 | 16.2515 | 9.7834 | 12.9006 | 12.9006 | 3681.1582 | 31.3231 | 0 | 3172.1114 | 509.0468 | 0 | 404.0871 | 0 | 0 | 195.1894 | 0 | 0 | 3172.1114 | 509.0468 | 0 | 404.0871 | 0 | 0 | 0.62646 | 0.46504
2018-08-27 14:00 | 8 | 14 | 2 | 1 | 1 | 0.57153 | 215.2182 | 215.2182 | 28.5764 | 16.2515 | 9.7834 | 12.9006 | 12.9006 | 3497.609 | 28.5764 | 0 | 3033.2009 | 464.4081 | 0 | 368.6524 | 0 | 0 | 186.6418 | 0 | 0 | 3033.2009 | 464.4081 | 0 | 368.6524 | 0 | 0 | 0.57153 | 0.32336
2018-08-27 15:00 | 8 | 15 | 2 | 1 | 1 | 0.48188 | 198.113 | 198.113 | 24.094 | 16.2515 | 9.7834 | 12.9006 | 12.9006 | 3219.6252 | 24.094 | 0 | 2828.0618 | 391.5634 | 0 | 310.8274 | 0 | 0 | 174.019 | 0 | 0 | 2828.0618 | 391.5634 | 0 | 310.8274 | 0 | 0 | 0.48188 | 0.13514
2018-08-27 16:00 | 8 | 16 | 2 | 1 | 1 | 0.35667 | 176.8664 | 176.8664 | 17.8336 | 16.2515 | 9.7834 | 12.9006 | 12.9006 | 2874.3364 | 17.8336 | 0 | 2584.5152 | 289.8212 | 0 | 230.0633 | 0 | 0 | 159.0328 | 0 | 0 | 2584.5152 | 289.8212 | 0 | 230.0633 | 0 | 0 | 0.35667 | 0.24406
2018-08-27 17:00 | 8 | 17 | 2 | 1 | 1 | 0.18761 | 112.2753 | 112.2753 | 9.3806 | 16.2515 | 9.7834 | 12.9006 | 12.9006 | 1824.6372 | 9.3806 | 0 | 1672.1888 | 152.4484 | 0 | 121.0153 | 0 | 0 | 102.8947 | 0 | 0 | 1672.1888 | 152.4484 | 0 | 121.0153 | 0 | 0 | 0.18761 | 0.11158
2018-08-27 18:00 | 8 | 18 | 2 | 1 | 1 | 0.032772 | 88.4606 | 88.4606 | 1.6386 | 16.2515 | 9.7834 | 12.9006 | 12.9006 | 1437.6131 | 1.6386 | 0 | 1410.9834 | 26.6296 | 0 | 21.1389 | 0 | 0 | 86.822 | 0 | 0 | 1410.9834 | 26.6296 | 0 | 21.1389 | 0 | 0 | 0.032772 | 0.031036
2018-08-27 19:00 | 8 | 19 | 2 | 1 | 0 | 0 | 92.8753 | 92.8753 | 0 | 16.2515 | 9.7834 | 12.9006 | 12.9006 | 1509.3593 | 0 | 0 | 1509.3593 | 0 | 0 | 0 | 0 | 0 | 92.8753 | 0 | 0 | 1509.3593 | 0 | 0 | 0 | 0 | 0 | 0 | 0
2018-08-27 20:00 | 8 | 20 | 2 | 1 | 0 | 0 | 93.6922 | 93.6922 | 0 | 16.2515 | 9.7834 | 12.9006 | 12.9006 | 1522.6343 | 0 | 0 | 1522.6343 | 0 | 0 | 0 | 0 | 0 | 93.6922 | 0 | 0 | 1522.6343 | 0 | 0 | 0 | 0 | 0 | 0 | 0
2018-08-27 21:00 | 8 | 21 | 2 | 1 | 0 | 0 | 87.5765 | 87.5765 | 0 | 16.2515 | 9.7834 | 12.9006 | 12.9006 | 1423.2449 | 0 | 0 | 1423.2449 | 0 | 0 | 0 | 0 | 0 | 87.5765 | 0 | 0 | 1423.2449 | 0 | 0 | 0 | 0 | 0 | 0 | 0
2018-08-27 22:00 | 8 | 22 | 2 | 1 | 0 | 0 | 82.5394 | 82.5394 | 0 | 16.2515 | 9.7834 | 12.9006 | 12.9006 | 1341.3849 | 0 | 0 | 1341.3849 | 0 | 0 | 0 | 0 | 0 | 82.5394 | 0 | 0 | 1341.3849 | 0 | 0 | 0 | 0 | 0 | 0 | 0
2018-08-27 23:00 | 8 | 23 | 2 | 1 | 0 | 0 | 81.1112 | 81.1112 | 0 | 16.2515 | 9.7834 | 12.9006 | 12.9006 | 1318.1752 | 0 | 0 | 1318.1752 | 0 | 0 | 0 | 0 | 0 | 81.1112 | 0 | 0 | 1318.1752 | 0 | 0 | 0 | 0 | 0 | 0 | 0
2018-08-28 | 8 | 0 | 3 | 1 | 0 | 0 | 80.8455 | 80.8455 | 0 | 16.2515 | 9.7834 | 12.9006 | 12.9006 | 1313.857 | 0 | 0 | 1313.857 | 0 | 0 | 0 | 0 | 0 | 80.8455 | 0 | 0 | 1313.857 | 0 | 0 | 0 | 0 | 0 | 0 | 0
2018-08-28 01:00 | 8 | 1 | 3 | 1 | 0 | 0 | 80.6373 | 80.6373 | 0 | 16.2515 | 9.7834 | 12.9006 | 12.9006 | 1310.4736 | 0 | 0 | 1310.4736 | 0 | 0 | 0 | 0 | 0 | 80.6373 | 0 | 0 | 1310.4736 | 0 | 0 | 0 | 0 | 0 | 0 | 0
2018-08-28 02:00 | 8 | 2 | 3 | 1 | 0 | 0 | 81.5818 | 81.5818 | 0 | 16.2515 | 9.7834 | 12.9006 | 12.9006 | 1325.8233 | 0 | 0 | 1325.8233 | 0 | 0 | 0 | 0 | 0 | 81.5818 | 0 | 0 | 1325.8233 | 0 | 0 | 0 | 0 | 0 | 0 | 0
2018-08-28 03:00 | 8 | 3 | 3 | 1 | 0 | 0 | 86.4294 | 86.4294 | 0 | 16.2515 | 9.7834 | 12.9006 | 12.9006 | 1404.6036 | 0 | 0 | 1404.6036 | 0 | 0 | 0 | 0 | 0 | 86.4294 | 0 | 0 | 1404.6036 | 0 | 0 | 0 | 0 | 0 | 0 | 0
2018-08-28 04:00 | 8 | 4 | 3 | 1 | 0 | 0 | 96.7404 | 96.7404 | 0 | 16.2515 | 9.7834 | 12.9006 | 12.9006 | 1572.1726 | 0 | 0 | 1572.1726 | 0 | 0 | 0 | 0 | 0 | 96.7404 | 0 | 0 | 1572.1726 | 0 | 0 | 0 | 0 | 0 | 0 | 0
2018-08-28 05:00 | 8 | 5 | 3 | 1 | 0 | 0 | 112.6922 | 112.6922 | 0 | 16.2515 | 9.7834 | 12.9006 | 12.9006 | 1831.4126 | 0 | 0 | 1831.4126 | 0 | 0 | 0 | 0 | 0 | 112.6922 | 0 | 0 | 1831.4126 | 0 | 0 | 0 | 0 | 0 | 0 | 0
2018-08-28 06:00 | 8 | 6 | 3 | 1 | 0 | 0.0064881 | 131.6873 | 131.6873 | 0.32441 | 16.2515 | 9.7834 | 12.9006 | 12.9006 | 2140.11 | 0.32441 | 0 | 2134.8379 | 5.2721 | 0 | 4.185 | 0 | 0 | 131.3629 | 0 | 0 | 2134.8379 | 5.2721 | 0 | 4.185 | 0 | 0 | 0.0064881 | 0.014795
2018-08-28 07:00 | 8 | 7 | 3 | 1 | 0 | 0.047154 | 149.5989 | 149.5989 | 2.3577 | 16.2515 | 9.7834 | 12.9006 | 12.9006 | 2431.1998 | 2.3577 | 0 | 2392.8838 | 38.316 | 0 | 30.4157 | 0 | 0 | 147.2412 | 0 | 0 | 2392.8838 | 38.316 | 0 | 30.4157 | 0 | 0 | 0.047154 | 0.11127
2018-08-28 08:00 | 8 | 8 | 3 | 1 | 0 | 0.048419 | 166.8019 | 166.8019 | 2.4209 | 16.2515 | 9.7834 | 12.9006 | 12.9006 | 2710.7738 | 2.4209 | 0 | 2671.4299 | 39.344 | 0 | 31.2317 | 0 | 0 | 164.3809 | 0 | 0 | 2671.4299 | 39.344 | 0 | 31.2317 | 0 | 0 | 0.048419 | 0.22394
2018-08-28 09:00 | 8 | 9 | 3 | 1 | 0 | 0.13141 | 184.1185 | 184.1185 | 6.5705 | 16.2515 | 9.7834 | 12.9006 | 12.9006 | 2992.1937 | 6.5705 | 0 | 2885.4135 | 106.7802 | 0 | 84.7633 | 0 | 0 | 177.548 | 0 | 0 | 2885.4135 | 106.7802 | 0 | 84.7633 | 0 | 0 | 0.13141 | 0.3621
2018-08-28 10:00 | 8 | 10 | 3 | 1 | 0 | 0.40069 | 202.3889 | 202.3889 | 20.0344 | 16.2515 | 9.7834 | 12.9006 | 12.9006 | 3289.1147 | 20.0344 | 0 | 2963.5257 | 325.589 | 0 | 258.4562 | 0 | 0 | 182.3545 | 0 | 0 | 2963.5257 | 325.589 | 0 | 258.4562 | 0 | 0 | 0.40069 | 0.48378
2018-08-28 11:00 | 8 | 11 | 3 | 1 | 1 | 0.11209 | 212.4367 | 212.4367 | 5.6046 | 16.2515 | 9.7834 | 12.9006 | 12.9006 | 3452.4062 | 5.6046 | 0 | 3361.3233 | 91.0829 | 0 | 72.3026 | 0 | 0 | 206.8321 | 0 | 0 | 3361.3233 | 91.0829 | 0 | 72.3026 | 0 | 0 | 0.11209 | 0.52788
2018-08-28 12:00 | 8 | 12 | 3 | 1 | 1 | 0.079566 | 214.9831 | 214.9831 | 3.9783 | 16.2515 | 9.7834 | 12.9006 | 12.9006 | 3493.7878 | 3.9783 | 0 | 3429.1344 | 64.6534 | 0 | 51.3226 | 0 | 0 | 211.0047 | 0 | 0 | 3429.1344 | 64.6534 | 0 | 51.3226 | 0 | 0 | 0.079566 | 0.49765
2018-08-28 13:00 | 8 | 13 | 3 | 1 | 1 | 0.16305 | 210.8597 | 210.8597 | 8.1525 | 16.2515 | 9.7834 | 12.9006 | 12.9006 | 3426.778 | 8.1525 | 0 | 3294.288 | 132.49 | 0 | 105.172 | 0 | 0 | 202.7072 | 0 | 0 | 3294.288 | 132.49 | 0 | 105.172 | 0 | 0 | 0.16305 | 0.41984
2018-08-28 14:00 | 8 | 14 | 3 | 1 | 1 | 0.17886 | 199.3263 | 199.3263 | 8.9432 | 16.2515 | 9.7834 | 12.9006 | 12.9006 | 3239.3423 | 8.9432 | 0 | 3094.0023 | 145.34 | 0 | 115.3725 | 0 | 0 | 190.3831 | 0 | 0 | 3094.0023 | 145.34 | 0 | 115.3725 | 0 | 0 | 0.17886 | 0.41481
2018-08-28 15:00 | 8 | 15 | 3 | 1 | 1 | 0.32407 | 180.0463 | 180.0463 | 16.2036 | 16.2515 | 9.7834 | 12.9006 | 12.9006 | 2926.0148 | 16.2036 | 0 | 2662.6819 | 263.3329 | 0 | 209.0366 | 0 | 0 | 163.8427 | 0 | 0 | 2662.6819 | 263.3329 | 0 | 209.0366 | 0 | 0 | 0.32407 | 0.36042
2018-08-28 16:00 | 8 | 16 | 3 | 1 | 1 | 0.058677 | 159.6033 | 159.6033 | 2.9338 | 16.2515 | 9.7834 | 12.9006 | 12.9006 | 2593.7857 | 2.9338 | 0 | 2546.1065 | 47.6792 | 0 | 37.8483 | 0 | 0 | 156.6694 | 0 | 0 | 2546.1065 | 47.6792 | 0 | 37.8483 | 0 | 0 | 0.058677 | 0.24494
2018-08-28 17:00 | 8 | 17 | 3 | 1 | 1 | 0.020795 | 106.1985 | 106.1985 | 1.0398 | 16.2515 | 9.7834 | 12.9006 | 12.9006 | 1725.8809 | 1.0398 | 0 | 1708.9831 | 16.8978 | 0 | 13.4136 | 0 | 0 | 105.1588 | 0 | 0 | 1708.9831 | 16.8978 | 0 | 13.4136 | 0 | 0 | 0.020795 | 0.13788
2018-08-28 18:00 | 8 | 18 | 3 | 1 | 1 | 0.0013946 | 83.4578 | 83.4578 | 0.069728 | 16.2515 | 9.7834 | 12.9006 | 12.9006 | 1356.3116 | 0.069728 | 0 | 1355.1784 | 1.1332 | 0 | 0.89953 | 0 | 0 | 83.3881 | 0 | 0 | 1355.1784 | 1.1332 | 0 | 0.89953 | 0 | 0 | 0.0013946 | 0.027871
2018-08-28 19:00 | 8 | 19 | 3 | 1 | 0 | 0 | 88.0862 | 88.0862 | 0 | 16.2515 | 9.7834 | 12.9006 | 12.9006 | 1431.5287 | 0 | 0 | 1431.5287 | 0 | 0 | 0 | 0 | 0 | 88.0862 | 0 | 0 | 1431.5287 | 0 | 0 | 0 | 0 | 0 | 0 | 0
2018-08-28 20:00 | 8 | 20 | 3 | 1 | 0 | 0 | 90.7451 | 90.7451 | 0 | 16.2515 | 9.7834 | 12.9006 | 12.9006 | 1474.7404 | 0 | 0 | 1474.7404 | 0 | 0 | 0 | 0 | 0 | 90.7451 | 0 | 0 | 1474.7404 | 0 | 0 | 0 | 0 | 0 | 0 | 0
2018-08-28 21:00 | 8 | 21 | 3 | 1 | 0 | 0 | 84.865 | 84.865 | 0 | 16.2515 | 9.7834 | 12.9006 | 12.9006 | 1379.1791 | 0 | 0 | 1379.1791 | 0 | 0 | 0 | 0 | 0 | 84.865 | 0 | 0 | 1379.1791 | 0 | 0 | 0 | 0 | 0 | 0 | 0
2018-08-28 22:00 | 8 | 22 | 3 | 1 | 0 | 0 | 79.5376 | 79.5376 | 0 | 16.2515 | 9.7834 | 12.9006 | 12.9006 | 1292.6011 | 0 | 0 | 1292.6011 | 0 | 0 | 0 | 0 | 0 | 79.5376 | 0 | 0 | 1292.6011 | 0 | 0 | 0 | 0 | 0 | 0 | 0
2018-08-28 23:00 | 8 | 23 | 3 | 1 | 0 | 0 | 77.8095 | 77.8095 | 0 | 16.2515 | 9.7834 | 12.9006 | 12.9006 | 1264.5177 | 0 | 0 | 1264.5177 | 0 | 0 | 0 | 0 | 0 | 77.8095 | 0 | 0 | 1264.5177 | 0 | 0 | 0 | 0 | 0 | 0 | 0
2018-08-29 | 8 | 0 | 4 | 1 | 0 | 0 | 77.2364 | 77.2364 | 0 | 16.2515 | 9.7834 | 12.9006 | 12.9006 | 1255.2034 | 0 | 0 | 1255.2034 | 0 | 0 | 0 | 0 | 0 | 77.2364 | 0 | 0 | 1255.2034 | 0 | 0 | 0 | 0 | 0 | 0 | 0
2018-08-29 01:00 | 8 | 1 | 4 | 1 | 0 | 0 | 76.7232 | 76.7232 | 0 | 16.2515 | 9.7834 | 12.9006 | 12.9006 | 1246.8635 | 0 | 0 | 1246.8635 | 0 | 0 | 0 | 0 | 0 | 76.7232 | 0 | 0 | 1246.8635 | 0 | 0 | 0 | 0 | 0 | 0 | 0
2018-08-29 02:00 | 8 | 2 | 4 | 1 | 0 | 0 | 78.2963 | 78.2963 | 0 | 16.2515 | 9.7834 | 12.9006 | 12.9006 | 1272.4289 | 0 | 0 | 1272.4289 | 0 | 0 | 0 | 0 | 0 | 78.2963 | 0 | 0 | 1272.4289 | 0 | 0 | 0 | 0 | 0 | 0 | 0
2018-08-29 03:00 | 8 | 3 | 4 | 1 | 0 | 0 | 85.7616 | 85.7616 | 0 | 16.2515 | 9.7834 | 12.9006 | 12.9006 | 1393.7517 | 0 | 0 | 1393.7517 | 0 | 0 | 0 | 0 | 0 | 85.7616 | 0 | 0 | 1393.7517 | 0 | 0 | 0 | 0 | 0 | 0 | 0
2018-08-29 04:00 | 8 | 4 | 4 | 1 | 0 | 0 | 98.8098 | 98.8098 | 0 | 16.2515 | 9.7834 | 12.9006 | 12.9006 | 1605.8036 | 0 | 0 | 1605.8036 | 0 | 0 | 0 | 0 | 0 | 98.8098 | 0 | 0 | 1605.8036 | 0 | 0 | 0 | 0 | 0 | 0 | 0
2018-08-29 05:00 | 8 | 5 | 4 | 1 | 0 | 0 | 118.1823 | 118.1823 | 0 | 16.2515 | 9.7834 | 12.9006 | 12.9006 | 1920.6342 | 0 | 0 | 1920.6342 | 0 | 0 | 0 | 0 | 0 | 118.1823 | 0 | 0 | 1920.6342 | 0 | 0 | 0 | 0 | 0 | 0 | 0
2018-08-29 06:00 | 8 | 6 | 4 | 1 | 0 | 0.014627 | 129.2353 | 129.2353 | 0.73135 | 16.2515 | 9.7834 | 12.9006 | 12.9006 | 2100.2625 | 0.73135 | 0 | 2088.377 | 11.8855 | 0 | 9.4348 | 0 | 0 | 128.504 | 0 | 0 | 2088.377 | 11.8855 | 0 | 9.4348 | 0 | 0 | 0.014627 | 0.0094623
2018-08-29 07:00 | 8 | 7 | 4 | 1 | 0 | 0.15048 | 144.0658 | 144.0658 | 7.5239 | 16.2515 | 9.7834 | 12.9006 | 12.9006 | 2341.2796 | 7.5239 | 0 | 2219.0052 | 122.2743 | 0 | 97.0627 | 0 | 0 | 136.5419 | 0 | 0 | 2219.0052 | 122.2743 | 0 | 97.0627 | 0 | 0 | 0.15048 | 0.078765
2018-08-29 08:00 | 8 | 8 | 4 | 1 | 0 | 0.13375 | 164.5492 | 164.5492 | 6.6874 | 16.2515 | 9.7834 | 12.9006 | 12.9006 | 2674.1646 | 6.6874 | 0 | 2565.4854 | 108.6792 | 0 | 86.2707 | 0 | 0 | 157.8619 | 0 | 0 | 2565.4854 | 108.6792 | 0 | 86.2707 | 0 | 0 | 0.13375 | 0.23058
2018-08-29 09:00 | 8 | 9 | 4 | 1 | 0 | 0.21551 | 185.1692 | 185.1692 | 10.7752 | 16.2515 | 9.7834 | 12.9006 | 12.9006 | 3009.2691 | 10.7752 | 0 | 2834.1556 | 175.1135 | 0 | 139.0071 | 0 | 0 | 174.3939 | 0 | 0 | 2834.1556 | 175.1135 | 0 | 139.0071 | 0 | 0 | 0.21551 | 0.38941
2018-08-29 10:00 | 8 | 10 | 4 | 1 | 0 | 0.57077 | 203.3777 | 203.3777 | 28.5386 | 16.2515 | 9.7834 | 12.9006 | 12.9006 | 3305.1845 | 28.5386 | 0 | 2841.3915 | 463.793 | 0 | 368.1641 | 0 | 0 | 174.8392 | 0 | 0 | 2841.3915 | 463.793 | 0 | 368.1641 | 0 | 0 | 0.57077 | 0.42623
2018-08-29 11:00 | 8 | 11 | 4 | 1 | 1 | 0.62991 | 216.2443 | 216.2443 | 31.4954 | 16.2515 | 9.7834 | 12.9006 | 12.9006 | 3514.2847 | 31.4954 | 0 | 3002.4386 | 511.8461 | 0 | 406.3092 | 0 | 0 | 184.7489 | 0 | 0 | 3002.4386 | 511.8461 | 0 | 406.3092 | 0 | 0 | 0.62991 | 0.37634
2018-08-29 12:00 | 8 | 12 | 4 | 1 | 1 | 0.65541 | 220.3859 | 220.3859 | 32.7707 | 16.2515 | 9.7834 | 12.9006 | 12.9006 | 3581.5913 | 32.7707 | 0 | 3049.0188 | 532.5724 | 0 | 422.7619 | 0 | 0 | 187.6151 | 0 | 0 | 3049.0188 | 532.5724 | 0 | 422.7619 | 0 | 0 | 0.65541 | 0.32596
2018-08-29 13:00 | 8 | 13 | 4 | 1 | 1 | 0.63155 | 216.0563 | 216.0563 | 31.5774 | 16.2515 | 9.7834 | 12.9006 | 12.9006 | 3511.2299 | 31.5774 | 0 | 2998.0512 | 513.1787 | 0 | 407.367 | 0 | 0 | 184.4789 | 0 | 0 | 2998.0512 | 513.1787 | 0 | 407.367 | 0 | 0 | 0.63155 | 0.34981
2018-08-29 14:00 | 8 | 14 | 4 | 1 | 1 | 0.43518 | 207.0702 | 207.0702 | 21.7591 | 16.2515 | 9.7834 | 12.9006 | 12.9006 | 3365.1925 | 21.7591 | 0 | 3011.5746 | 353.6179 | 0 | 280.7058 | 0 | 0 | 185.3111 | 0 | 0 | 3011.5746 | 353.6179 | 0 | 280.7058 | 0 | 0 | 0.43518 | 0.31385
2018-08-29 15:00 | 8 | 15 | 4 | 1 | 1 | 0.052528 | 187.5269 | 187.5269 | 2.6264 | 16.2515 | 9.7834 | 12.9006 | 12.9006 | 3047.5854 | 2.6264 | 0 | 3004.9028 | 42.6826 | 0 | 33.8819 | 0 | 0 | 184.9005 | 0 | 0 | 3004.9028 | 42.6826 | 0 | 33.8819 | 0 | 0 | 0.052528 | 0.34788
2018-08-29 16:00 | 8 | 16 | 4 | 1 | 1 | 0.21635 | 161.4932 | 161.4932 | 10.8175 | 16.2515 | 9.7834 | 12.9006 | 12.9006 | 2624.4999 | 10.8175 | 0 | 2448.6997 | 175.8001 | 0 | 139.5521 | 0 | 0 | 150.6757 | 0 | 0 | 2448.6997 | 175.8001 | 0 | 139.5521 | 0 | 0 | 0.21635 | 0.29171
2018-08-29 17:00 | 8 | 17 | 4 | 1 | 1 | 0.18138 | 109.5775 | 109.5775 | 9.0687 | 16.2515 | 9.7834 | 12.9006 | 12.9006 | 1780.7947 | 9.0687 | 0 | 1633.4143 | 147.3804 | 0 | 116.9922 | 0 | 0 | 100.5088 | 0 | 0 | 1633.4143 | 147.3804 | 0 | 116.9922 | 0 | 0 | 0.18138 | 0.13791
2018-08-29 18:00 | 8 | 18 | 4 | 1 | 1 | 0.028085 | 84.9925 | 84.9925 | 1.4043 | 16.2515 | 9.7834 | 12.9006 | 12.9006 | 1381.2519 | 1.4043 | 0 | 1358.4306 | 22.8213 | 0 | 18.1158 | 0 | 0 | 83.5882 | 0 | 0 | 1358.4306 | 22.8213 | 0 | 18.1158 | 0 | 0 | 0.028085 | 0.030149
2018-08-29 19:00 | 8 | 19 | 4 | 1 | 0 | 0 | 86.2352 | 86.2352 | 0 | 16.2515 | 9.7834 | 12.9006 | 12.9006 | 1401.4479 | 0 | 0 | 1401.4479 | 0 | 0 | 0 | 0 | 0 | 86.2352 | 0 | 0 | 1401.4479 | 0 | 0 | 0 | 0 | 0 | 0 | 0
2018-08-29 20:00 | 8 | 20 | 4 | 1 | 0 | 0 | 87.4446 | 87.4446 | 0 | 16.2515 | 9.7834 | 12.9006 | 12.9006 | 1421.1013 | 0 | 0 | 1421.1013 | 0 | 0 | 0 | 0 | 0 | 87.4446 | 0 | 0 | 1421.1013 | 0 | 0 | 0 | 0 | 0 | 0 | 0
2018-08-29 21:00 | 8 | 21 | 4 | 1 | 0 | 0 | 81.8012 | 81.8012 | 0 | 16.2515 | 9.7834 | 12.9006 | 12.9006 | 1329.3885 | 0 | 0 | 1329.3885 | 0 | 0 | 0 | 0 | 0 | 81.8012 | 0 | 0 | 1329.3885 | 0 | 0 | 0 | 0 | 0 | 0 | 0
2018-08-29 22:00 | 8 | 22 | 4 | 1 | 0 | 0 | 76.9175 | 76.9175 | 0 | 16.2515 | 9.7834 | 12.9006 | 12.9006 | 1250.0207 | 0 | 0 | 1250.0207 | 0 | 0 | 0 | 0 | 0 | 76.9175 | 0 | 0 | 1250.0207 | 0 | 0 | 0 | 0 | 0 | 0 | 0
2018-08-29 23:00 | 8 | 23 | 4 | 1 | 0 | 0 | 76.1004 | 76.1004 | 0 | 16.2515 | 9.7834 | 12.9006 | 12.9006 | 1236.7429 | 0 | 0 | 1236.7429 | 0 | 0 | 0 | 0 | 0 | 76.1004 | 0 | 0 | 1236.7429 | 0 | 0 | 0 | 0 | 0 | 0 | 0
2018-08-30 | 8 | 0 | 5 | 1 | 0 | 0 | 76.416 | 76.416 | 0 | 16.2515 | 9.7834 | 12.9006 | 12.9006 | 1241.8708 | 0 | 0 | 1241.8708 | 0 | 0 | 0 | 0 | 0 | 76.416 | 0 | 0 | 1241.8708 | 0 | 0 | 0 | 0 | 0 | 0 | 0
2018-08-30 01:00 | 8 | 1 | 5 | 1 | 0 | 0 | 75.9987 | 75.9987 | 0 | 16.2515 | 9.7834 | 12.9006 | 12.9006 | 1235.0898 | 0 | 0 | 1235.0898 | 0 | 0 | 0 | 0 | 0 | 75.9987 | 0 | 0 | 1235.0898 | 0 | 0 | 0 | 0 | 0 | 0 | 0
2018-08-30 02:00 | 8 | 2 | 5 | 1 | 0 | 0 | 77.6408 | 77.6408 | 0 | 16.2515 | 9.7834 | 12.9006 | 12.9006 | 1261.7753 | 0 | 0 | 1261.7753 | 0 | 0 | 0 | 0 | 0 | 77.6408 | 0 | 0 | 1261.7753 | 0 | 0 | 0 | 0 | 0 | 0 | 0
2018-08-30 03:00 | 8 | 3 | 5 | 1 | 0 | 0 | 84.7989 | 84.7989 | 0 | 16.2515 | 9.7834 | 12.9006 | 12.9006 | 1378.1058 | 0 | 0 | 1378.1058 | 0 | 0 | 0 | 0 | 0 | 84.7989 | 0 | 0 | 1378.1058 | 0 | 0 | 0 | 0 | 0 | 0 | 0
2018-08-30 04:00 | 8 | 4 | 5 | 1 | 0 | 0 | 96.8872 | 96.8872 | 0 | 16.2515 | 9.7834 | 12.9006 | 12.9006 | 1574.5573 | 0 | 0 | 1574.5573 | 0 | 0 | 0 | 0 | 0 | 96.8872 | 0 | 0 | 1574.5573 | 0 | 0 | 0 | 0 | 0 | 0 | 0
2018-08-30 05:00 | 8 | 5 | 5 | 1 | 0 | 0 | 116.555 | 116.555 | 0 | 16.2515 | 9.7834 | 12.9006 | 12.9006 | 1894.188 | 0 | 0 | 1894.188 | 0 | 0 | 0 | 0 | 0 | 116.555 | 0 | 0 | 1894.188 | 0 | 0 | 0 | 0 | 0 | 0 | 0
2018-08-30 06:00 | 8 | 6 | 5 | 1 | 0 | 0.014095 | 130.3569 | 130.3569 | 0.70476 | 16.2515 | 9.7834 | 12.9006 | 12.9006 | 2118.49 | 0.70476 | 0 | 2107.0366 | 11.4535 | 0 | 9.0919 | 0 | 0 | 129.6522 | 0 | 0 | 2107.0366 | 11.4535 | 0 | 9.0919 | 0 | 0 | 0.014095 | 0.010088
2018-08-30 07:00 | 8 | 7 | 5 | 1 | 0 | 0.04861 | 143.7219 | 143.7219 | 2.4305 | 16.2515 | 9.7834 | 12.9006 | 12.9006 | 2335.6895 | 2.4305 | 0 | 2296.1905 | 39.499 | 0 | 31.3548 | 0 | 0 | 141.2914 | 0 | 0 | 2296.1905 | 39.499 | 0 | 31.3548 | 0 | 0 | 0.04861 | 0.11967
2018-08-30 08:00 | 8 | 8 | 5 | 1 | 0 | 0.072702 | 160.7547 | 160.7547 | 3.6351 | 16.2515 | 9.7834 | 12.9006 | 12.9006 | 2612.4985 | 3.6351 | 0 | 2553.4227 | 59.0758 | 0 | 46.895 | 0 | 0 | 157.1196 | 0 | 0 | 2553.4227 | 59.0758 | 0 | 46.895 | 0 | 0 | 0.072702 | 0.24295
2018-08-30 09:00 | 8 | 9 | 5 | 1 | 0 | 0.057426 | 183.359 | 183.359 | 2.8713 | 16.2515 | 9.7834 | 12.9006 | 12.9006 | 2979.8515 | 2.8713 | 0 | 2933.1882 | 46.6632 | 0 | 37.0418 | 0 | 0 | 180.4877 | 0 | 0 | 2933.1882 | 46.6632 | 0 | 37.0418 | 0 | 0 | 0.057426 | 0.36603
2018-08-30 10:00 | 8 | 10 | 5 | 1 | 0 | 0.54681 | 205.7965 | 205.7965 | 27.3407 | 16.2515 | 9.7834 | 12.9006 | 12.9006 | 3344.493 | 27.3407 | 0 | 2900.1676 | 444.3254 | 0 | 352.7105 | 0 | 0 | 178.4559 | 0 | 0 | 2900.1676 | 444.3254 | 0 | 352.7105 | 0 | 0 | 0.54681 | 0.48522
2018-08-30 11:00 | 8 | 11 | 5 | 1 | 1 | 0.61311 | 222.8903 | 222.8903 | 30.6553 | 16.2515 | 9.7834 | 12.9006 | 12.9006 | 3622.2928 | 30.6553 | 0 | 3124.0987 | 498.1941 | 0 | 395.472 | 0 | 0 | 192.235 | 0 | 0 | 3124.0987 | 498.1941 | 0 | 395.472 | 0 | 0 | 0.61311 | 0.46836
2018-08-30 12:00 | 8 | 12 | 5 | 1 | 1 | 0.64201 | 236.1146 | 236.1146 | 32.1005 | 16.2515 | 9.7834 | 12.9006 | 12.9006 | 3837.2068 | 32.1005 | 0 | 3315.5277 | 521.6791 | 0 | 414.1147 | 0 | 0 | 204.0142 | 0 | 0 | 3315.5277 | 521.6791 | 0 | 414.1147 | 0 | 0 | 0.64201 | 0.5343
2018-08-30 13:00 | 8 | 13 | 5 | 1 | 1 | 0.13181 | 233.1757 | 233.1757 | 6.5907 | 16.2515 | 9.7834 | 12.9006 | 12.9006 | 3789.4447 | 6.5907 | 0 | 3682.3371 | 107.1077 | 0 | 85.0233 | 0 | 0 | 226.585 | 0 | 0 | 3682.3371 | 107.1077 | 0 | 85.0233 | 0 | 0 | 0.13181 | 0.61146
2018-08-30 14:00 | 8 | 14 | 5 | 1 | 1 | 0.40114 | 220.3622 | 220.3622 | 20.0569 | 16.2515 | 9.7834 | 12.9006 | 12.9006 | 3581.2073 | 20.0569 | 0 | 3255.2535 | 325.9538 | 0 | 258.7458 | 0 | 0 | 200.3053 | 0 | 0 | 3255.2535 | 325.9538 | 0 | 258.7458 | 0 | 0 | 0.40114 | 0.39724
2018-08-30 15:00 | 8 | 15 | 5 | 1 | 1 | 0.36983 | 204.8685 | 204.8685 | 18.4917 | 16.2515 | 9.7834 | 12.9006 | 12.9006 | 3329.4116 | 18.4917 | 0 | 3028.8945 | 300.5171 | 0 | 238.5538 | 0 | 0 | 186.3768 | 0 | 0 | 3028.8945 | 300.5171 | 0 | 238.5538 | 0 | 0 | 0.36983 | 0.4914
2018-08-30 16:00 | 8 | 16 | 5 | 1 | 1 | 0.26514 | 180.6473 | 180.6473 | 13.2572 | 16.2515 | 9.7834 | 12.9006 | 12.9006 | 2935.7821 | 13.2572 | 0 | 2720.3333 | 215.4488 | 0 | 171.0257 | 0 | 0 | 167.3901 | 0 | 0 | 2720.3333 | 215.4488 | 0 | 171.0257 | 0 | 0 | 0.26514 | 0.26774
2018-08-30 17:00 | 8 | 17 | 5 | 1 | 1 | 0.045724 | 117.1186 | 117.1186 | 2.2862 | 16.2515 | 9.7834 | 12.9006 | 12.9006 | 1903.3473 | 2.2862 | 0 | 1866.1935 | 37.1538 | 0 | 29.4931 | 0 | 0 | 114.8324 | 0 | 0 | 1866.1935 | 37.1538 | 0 | 29.4931 | 0 | 0 | 0.045724 | 0.1342
2018-08-30 18:00 | 8 | 18 | 5 | 1 | 1 | 0.026953 | 90.0459 | 90.0459 | 1.3477 | 16.2515 | 9.7834 | 12.9006 | 12.9006 | 1463.3762 | 1.3477 | 0 | 1441.475 | 21.9013 | 0 | 17.3855 | 0 | 0 | 88.6982 | 0 | 0 | 1441.475 | 21.9013 | 0 | 17.3855 | 0 | 0 | 0.026953 | 0.026603
2018-08-30 19:00 | 8 | 19 | 5 | 1 | 0 | 0 | 92.3622 | 92.3622 | 0 | 16.2515 | 9.7834 | 12.9006 | 12.9006 | 1501.0205 | 0 | 0 | 1501.0205 | 0 | 0 | 0 | 0 | 0 | 92.3622 | 0 | 0 | 1501.0205 | 0 | 0 | 0 | 0 | 0 | 0 | 0
2018-08-30 20:00 | 8 | 20 | 5 | 1 | 0 | 0 | 93.6077 | 93.6077 | 0 | 16.2515 | 9.7834 | 12.9006 | 12.9006 | 1521.2609 | 0 | 0 | 1521.2609 | 0 | 0 | 0 | 0 | 0 | 93.6077 | 0 | 0 | 1521.2609 | 0 | 0 | 0 | 0 | 0 | 0 | 0
2018-08-30 21:00 | 8 | 21 | 5 | 1 | 0 | 0 | 87.633 | 87.633 | 0 | 16.2515 | 9.7834 | 12.9006 | 12.9006 | 1424.1632 | 0 | 0 | 1424.1632 | 0 | 0 | 0 | 0 | 0 | 87.633 | 0 | 0 | 1424.1632 | 0 | 0 | 0 | 0 | 0 | 0 | 0
2018-08-30 22:00 | 8 | 22 | 5 | 1 | 0 | 0 | 81.7873 | 81.7873 | 0 | 16.2515 | 9.7834 | 12.9006 | 12.9006 | 1329.1625 | 0 | 0 | 1329.1625 | 0 | 0 | 0 | 0 | 0 | 81.7873 | 0 | 0 | 1329.1625 | 0 | 0 | 0 | 0 | 0 | 0 | 0
2018-08-30 23:00 | 8 | 23 | 5 | 1 | 0 | 0 | 80.4567 | 80.4567 | 0 | 16.2515 | 9.7834 | 12.9006 | 12.9006 | 1307.539 | 0 | 0 | 1307.539 | 0 | 0 | 0 | 0 | 0 | 80.4567 | 0 | 0 | 1307.539 | 0 | 0 | 0 | 0 | 0 | 0 | 0
2018-08-31 | 8 | 0 | 6 | 1 | 0 | 0 | 80.2867 | 80.2867 | 0 | 16.2515 | 9.7834 | 12.9006 | 12.9006 | 1304.7759 | 0 | 0 | 1304.7759 | 0 | 0 | 0 | 0 | 0 | 80.2867 | 0 | 0 | 1304.7759 | 0 | 0 | 0 | 0 | 0 | 0 | 0
2018-08-31 01:00 | 8 | 1 | 6 | 1 | 0 | 0 | 80.5045 | 80.5045 | 0 | 16.2515 | 9.7834 | 12.9006 | 12.9006 | 1308.3159 | 0 | 0 | 1308.3159 | 0 | 0 | 0 | 0 | 0 | 80.5045 | 0 | 0 | 1308.3159 | 0 | 0 | 0 | 0 | 0 | 0 | 0
2018-08-31 02:00 | 8 | 2 | 6 | 1 | 0 | 0 | 82.6955 | 82.6955 | 0 | 16.2515 | 9.7834 | 12.9006 | 12.9006 | 1343.9216 | 0 | 0 | 1343.9216 | 0 | 0 | 0 | 0 | 0 | 82.6955 | 0 | 0 | 1343.9216 | 0 | 0 | 0 | 0 | 0 | 0 | 0
2018-08-31 03:00 | 8 | 3 | 6 | 1 | 0 | 0 | 90.1515 | 90.1515 | 0 | 16.2515 | 9.7834 | 12.9006 | 12.9006 | 1465.0926 | 0 | 0 | 1465.0926 | 0 | 0 | 0 | 0 | 0 | 90.1515 | 0 | 0 | 1465.0926 | 0 | 0 | 0 | 0 | 0 | 0 | 0
2018-08-31 04:00 | 8 | 4 | 6 | 1 | 0 | 0 | 103.0486 | 103.0486 | 0 | 16.2515 | 9.7834 | 12.9006 | 12.9006 | 1674.6906 | 0 | 0 | 1674.6906 | 0 | 0 | 0 | 0 | 0 | 103.0486 | 0 | 0 | 1674.6906 | 0 | 0 | 0 | 0 | 0 | 0 | 0
2018-08-31 05:00 | 8 | 5 | 6 | 1 | 0 | 0 | 124.2523 | 124.2523 | 0 | 16.2515 | 9.7834 | 12.9006 | 12.9006 | 2019.2813 | 0 | 0 | 2019.2813 | 0 | 0 | 0 | 0 | 0 | 124.2523 | 0 | 0 | 2019.2813 | 0 | 0 | 0 | 0 | 0 | 0 | 0
2018-08-31 06:00 | 8 | 6 | 6 | 1 | 0 | 0.013393 | 142.7371 | 142.7371 | 0.66966 | 16.2515 | 9.7834 | 12.9006 | 12.9006 | 2319.6857 | 0.66966 | 0 | 2308.8028 | 10.883 | 0 | 8.639 | 0 | 0 | 142.0674 | 0 | 0 | 2308.8028 | 10.883 | 0 | 8.639 | 0 | 0 | 0.013393 | 0.009092
2018-08-31 07:00 | 8 | 7 | 6 | 1 | 0 | 0.1492 | 154.2536 | 154.2536 | 7.4599 | 16.2515 | 9.7834 | 12.9006 | 12.9006 | 2506.8455 | 7.4599 | 0 | 2385.6113 | 121.2342 | 0 | 96.2371 | 0 | 0 | 146.7937 | 0 | 0 | 2385.6113 | 121.2342 | 0 | 96.2371 | 0 | 0 | 0.1492 | 0.10096
2018-08-31 08:00 | 8 | 8 | 6 | 1 | 0 | 0.32985 | 172.3835 | 172.3835 | 16.4927 | 16.2515 | 9.7834 | 12.9006 | 12.9006 | 2801.4827 | 16.4927 | 0 | 2533.4523 | 268.0304 | 0 | 212.7655 | 0 | 0 | 155.8908 | 0 | 0 | 2533.4523 | 268.0304 | 0 | 212.7655 | 0 | 0 | 0.32985 | 0.2666
2018-08-31 09:00 | 8 | 9 | 6 | 1 | 0 | 0.47157 | 194.9759 | 194.9759 | 23.5784 | 16.2515 | 9.7834 | 12.9006 | 12.9006 | 3168.6416 | 23.5784 | 0 | 2785.4582 | 383.1833 | 0 | 304.1752 | 0 | 0 | 171.3975 | 0 | 0 | 2785.4582 | 383.1833 | 0 | 304.1752 | 0 | 0 | 0.47157 | 0.35441
2018-08-31 10:00 | 8 | 10 | 6 | 1 | 0 | 0.57762 | 213.7956 | 213.7956 | 28.8809 | 16.2515 | 9.7834 | 12.9006 | 12.9006 | 3474.4897 | 28.8809 | 0 | 3005.133 | 469.3567 | 0 | 372.5806 | 0 | 0 | 184.9147 | 0 | 0 | 3005.133 | 469.3567 | 0 | 372.5806 | 0 | 0 | 0.57762 | 0.44878
2018-08-31 11:00 | 8 | 11 | 6 | 1 | 1 | 0.63924 | 223.7735 | 223.7735 | 31.962 | 16.2515 | 9.7834 | 12.9006 | 12.9006 | 3636.6455 | 31.962 | 0 | 3117.2157 | 519.4299 | 0 | 412.3292 | 0 | 0 | 191.8115 | 0 | 0 | 3117.2157 | 519.4299 | 0 | 412.3292 | 0 | 0 | 0.63924 | 0.59853
2018-08-31 12:00 | 8 | 12 | 6 | 1 | 1 | 0.44302 | 226.0734 | 226.0734 | 22.1511 | 16.2515 | 9.7834 | 12.9006 | 12.9006 | 3674.0227 | 22.1511 | 0 | 3314.035 | 359.9876 | 0 | 285.7622 | 0 | 0 | 203.9223 | 0 | 0 | 3314.035 | 359.9876 | 0 | 285.7622 | 0 | 0 | 0.44302 | 0.63078
2018-08-31 13:00 | 8 | 13 | 6 | 1 | 1 | 0.64393 | 218.4959 | 218.4959 | 32.1966 | 16.2515 | 9.7834 | 12.9006 | 12.9006 | 3550.8774 | 32.1966 | 0 | 3027.6358 | 523.2416 | 0 | 415.3551 | 0 | 0 | 186.2993 | 0 | 0 | 3027.6358 | 523.2416 | 0 | 415.3551 | 0 | 0 | 0.64393 | 0.68017
2018-08-31 14:00 | 8 | 14 | 6 | 1 | 1 | 0.34959 | 205.8049 | 205.8049 | 17.4795 | 16.2515 | 9.7834 | 12.9006 | 12.9006 | 3344.6296 | 17.4795 | 0 | 3060.5623 | 284.0673 | 0 | 225.4958 | 0 | 0 | 188.3254 | 0 | 0 | 3060.5623 | 284.0673 | 0 | 225.4958 | 0 | 0 | 0.34959 | 0.59854
2018-08-31 15:00 | 8 | 15 | 6 | 1 | 1 | 0.487 | 186.7327 | 186.7327 | 24.3498 | 16.2515 | 9.7834 | 12.9006 | 12.9006 | 3034.6781 | 24.3498 | 0 | 2638.9584 | 395.7197 | 0 | 314.1267 | 0 | 0 | 162.3829 | 0 | 0 | 2638.9584 | 395.7197 | 0 | 314.1267 | 0 | 0 | 0.487 | 0.41268
2018-08-31 16:00 | 8 | 16 | 6 | 1 | 1 | 0.35155 | 161.1394 | 161.1394 | 17.5774 | 16.2515 | 9.7834 | 12.9006 | 12.9006 | 2618.7492 | 17.5774 | 0 | 2333.0909 | 285.6584 | 0 | 226.7588 | 0 | 0 | 143.562 | 0 | 0 | 2333.0909 | 285.6584 | 0 | 226.7588 | 0 | 0 | 0.35155 | 0.33846
2018-08-31 17:00 | 8 | 17 | 6 | 1 | 1 | 0.17537 | 106.1807 | 106.1807 | 8.7683 | 16.2515 | 9.7834 | 12.9006 | 12.9006 | 1725.5915 | 8.7683 | 0 | 1583.0939 | 142.4976 | 0 | 113.1162 | 0 | 0 | 97.4124 | 0 | 0 | 1583.0939 | 142.4976 | 0 | 113.1162 | 0 | 0 | 0.17537 | 0.13623
2018-08-31 18:00 | 8 | 18 | 6 | 1 | 1 | 0.025962 | 81.2093 | 81.2093 | 1.2981 | 16.2515 | 9.7834 | 12.9006 | 12.9006 | 1319.7693 | 1.2981 | 0 | 1298.6728 | 21.0964 | 0 | 16.7466 | 0 | 0 | 79.9112 | 0 | 0 | 1298.6728 | 21.0964 | 0 | 16.7466 | 0 | 0 | 0.025962 | 0.027228
2018-08-31 19:00 | 8 | 19 | 6 | 1 | 0 | 0 | 84.331 | 84.331 | 0 | 16.2515 | 9.7834 | 12.9006 | 12.9006 | 1370.5009 | 0 | 0 | 1370.5009 | 0 | 0 | 0 | 0 | 0 | 84.331 | 0 | 0 | 1370.5009 | 0 | 0 | 0 | 0 | 0 | 0 | 0
2018-08-31 20:00 | 8 | 20 | 6 | 1 | 0 | 0 | 84.391 | 84.391 | 0 | 16.2515 | 9.7834 | 12.9006 | 12.9006 | 1371.4762 | 0 | 0 | 1371.4762 | 0 | 0 | 0 | 0 | 0 | 84.391 | 0 | 0 | 1371.4762 | 0 | 0 | 0 | 0 | 0 | 0 | 0
2018-08-31 21:00 | 8 | 21 | 6 | 1 | 0 | 0 | 79.2969 | 79.2969 | 0 | 16.2515 | 9.7834 | 12.9006 | 12.9006 | 1288.6896 | 0 | 0 | 1288.6896 | 0 | 0 | 0 | 0 | 0 | 79.2969 | 0 | 0 | 1288.6896 | 0 | 0 | 0 | 0 | 0 | 0 | 0
2018-08-31 22:00 | 8 | 22 | 6 | 1 | 0 | 0 | 75.5229 | 75.5229 | 0 | 16.2515 | 9.7834 | 12.9006 | 12.9006 | 1227.3574 | 0 | 0 | 1227.3574 | 0 | 0 | 0 | 0 | 0 | 75.5229 | 0 | 0 | 1227.3574 | 0 | 0 | 0 | 0 | 0 | 0 | 0
2018-08-31 23:00 | 8 | 23 | 6 | 1 | 0 | 0 | 75.4725 | 75.4725 | 0 | 16.2515 | 9.7834 | 12.9006 | 12.9006 | 1226.5379 | 0 | 0 | 1226.5379 | 0 | 0 | 0 | 0 | 0 | 75.4725 | 0 | 0 | 1226.5379 | 0 | 0 | 0 | 0 | 0 | 0 | 0
2018-09-01 | 9 | 0 | 7 | 1 | 0 | 0 | 68.0243 | 68.0243 | 0 | 16.2515 | 9.7834 | 12.9006 | 12.9006 | 1105.4945 | 0 | 0 | 1105.4945 | 0 | 0 | 0 | 0 | 0 | 68.0243 | 0 | 0 | 1105.4945 | 0 | 0 | 0 | 0 | 0 | 0 | 0
2018-09-01 01:00 | 9 | 1 | 7 | 1 | 0 | 0 | 64.8938 | 64.8938 | 0 | 16.2515 | 9.7834 | 12.9006 | 12.9006 | 1054.618 | 0 | 0 | 1054.618 | 0 | 0 | 0 | 0 | 0 | 64.8938 | 0 | 0 | 1054.618 | 0 | 0 | 0 | 0 | 0 | 0 | 0
2018-09-01 02:00 | 9 | 2 | 7 | 1 | 0 | 0 | 63.9292 | 63.9292 | 0 | 16.2515 | 9.7834 | 12.9006 | 12.9006 | 1038.9434 | 0 | 0 | 1038.9434 | 0 | 0 | 0 | 0 | 0 | 63.9292 | 0 | 0 | 1038.9434 | 0 | 0 | 0 | 0 | 0 | 0 | 0
2018-09-01 03:00 | 9 | 3 | 7 | 1 | 0 | 0 | 63.9416 | 63.9416 | 0 | 16.2515 | 9.7834 | 12.9006 | 12.9006 | 1039.1449 | 0 | 0 | 1039.1449 | 0 | 0 | 0 | 0 | 0 | 63.9416 | 0 | 0 | 1039.1449 | 0 | 0 | 0 | 0 | 0 | 0 | 0
2018-09-01 04:00 | 9 | 4 | 7 | 1 | 0 | 0 | 63.4418 | 63.4418 | 0 | 16.2515 | 9.7834 | 12.9006 | 12.9006 | 1031.0222 | 0 | 0 | 1031.0222 | 0 | 0 | 0 | 0 | 0 | 63.4418 | 0 | 0 | 1031.0222 | 0 | 0 | 0 | 0 | 0 | 0 | 0
2018-09-01 05:00 | 9 | 5 | 7 | 1 | 0 | 0 | 76.1912 | 76.1912 | 0 | 16.2515 | 9.7834 | 12.9006 | 12.9006 | 1238.2175 | 0 | 0 | 1238.2175 | 0 | 0 | 0 | 0 | 0 | 76.1912 | 0 | 0 | 1238.2175 | 0 | 0 | 0 | 0 | 0 | 0 | 0
2018-09-01 06:00 | 9 | 6 | 7 | 1 | 0 | 0.011846 | 62.8459 | 62.8459 | 0.5923 | 16.2515 | 9.7834 | 12.9006 | 12.9006 | 1021.338 | 0.5923 | 0 | 1011.7123 | 9.6257 | 0 | 7.641 | 0 | 0 | 62.2536 | 0 | 0 | 1011.7123 | 9.6257 | 0 | 7.641 | 0 | 0 | 0.011846 | 0.013645
2018-09-01 07:00 | 9 | 7 | 7 | 1 | 0 | 0.13387 | 59.9909 | 59.9909 | 6.6933 | 16.2515 | 9.7834 | 12.9006 | 12.9006 | 974.9392 | 6.6933 | 0 | 866.1634 | 108.7759 | 0 | 86.3475 | 0 | 0 | 53.2976 | 0 | 0 | 866.1634 | 108.7759 | 0 | 86.3475 | 0 | 0 | 0.13387 | 0.16313
2018-09-01 08:00 | 9 | 8 | 7 | 1 | 0 | 0.25618 | 60.605 | 60.605 | 12.809 | 16.2515 | 9.7834 | 12.9006 | 12.9006 | 984.919 | 12.809 | 0 | 776.7541 | 208.1649 | 0 | 165.2436 | 0 | 0 | 47.796 | 0 | 0 | 776.7541 | 208.1649 | 0 | 165.2436 | 0 | 0 | 0.25618 | 0.32943
2018-09-01 09:00 | 9 | 9 | 7 | 1 | 0 | 0.42778 | 64.4063 | 64.4063 | 21.389 | 16.2515 | 9.7834 | 12.9006 | 12.9006 | 1046.6956 | 21.389 | 0 | 699.0932 | 347.6024 | 0 | 275.9307 | 0 | 0 | 43.0173 | 0 | 0 | 699.0932 | 347.6024 | 0 | 275.9307 | 0 | 0 | 0.42778 | 0.49727
2018-09-01 10:00 | 9 | 10 | 7 | 1 | 0 | 0.54249 | 73.5687 | 73.5687 | 27.1243 | 16.2515 | 9.7834 | 12.9006 | 12.9006 | 1195.5982 | 27.1243 | 0 | 754.7888 | 440.8094 | 0 | 349.9194 | 0 | 0 | 46.4444 | 0 | 0 | 754.7888 | 440.8094 | 0 | 349.9194 | 0 | 0 | 0.54249 | 0.62074
2018-09-01 11:00 | 9 | 11 | 7 | 1 | 1 | 0.46275 | 79.1575 | 79.1575 | 23.1376 | 16.2515 | 9.7834 | 12.9006 | 12.9006 | 1286.424 | 23.1376 | 0 | 910.4051 | 376.0189 | 0 | 298.488 | 0 | 0 | 56.0199 | 0 | 0 | 910.4051 | 376.0189 | 0 | 298.488 | 0 | 0 | 0.46275 | 0.62602
2018-09-01 12:00 | 9 | 12 | 7 | 1 | 1 | 0.48857 | 87.3042 | 87.3042 | 24.4285 | 16.2515 | 9.7834 | 12.9006 | 12.9006 | 1418.8208 | 24.4285 | 0 | 1021.8221 | 396.9987 | 0 | 315.142 | 0 | 0 | 62.8757 | 0 | 0 | 1021.8221 | 396.9987 | 0 | 315.142 | 0 | 0 | 0.48857 | 0.65441
2018-09-01 13:00 | 9 | 13 | 7 | 1 | 1 | 0.4025 | 96.8936 | 96.8936 | 20.1251 | 16.2515 | 9.7834 | 12.9006 | 12.9006 | 1574.6625 | 20.1251 | 0 | 1247.6011 | 327.0614 | 0 | 259.625 | 0 | 0 | 76.7686 | 0 | 0 | 1247.6011 | 327.0614 | 0 | 259.625 | 0 | 0 | 0.4025 | 0.60492
2018-09-01 14:00 | 9 | 14 | 7 | 1 | 1 | 0.53397 | 98.0759 | 98.0759 | 26.6986 | 16.2515 | 9.7834 | 12.9006 | 12.9006 | 1593.8754 | 26.6986 | 0 | 1159.9843 | 433.8911 | 0 | 344.4276 | 0 | 0 | 71.3773 | 0 | 0 | 1159.9843 | 433.8911 | 0 | 344.4276 | 0 | 0 | 0.53397 | 0.61641
2018-09-01 15:00 | 9 | 15 | 7 | 1 | 1 | 0.17334 | 98.6041 | 98.6041 | 8.6671 | 16.2515 | 9.7834 | 12.9006 | 12.9006 | 1602.4596 | 8.6671 | 0 | 1461.6058 | 140.8538 | 0 | 111.8113 | 0 | 0 | 89.9369 | 0 | 0 | 1461.6058 | 140.8538 | 0 | 111.8113 | 0 | 0 | 0.17334 | 0.43135
2018-09-01 16:00 | 9 | 16 | 7 | 1 | 1 | 0.07985 | 99.6727 | 99.6727 | 3.9925 | 16.2515 | 9.7834 | 12.9006 | 12.9006 | 1619.827 | 3.9925 | 0 | 1554.943 | 64.884 | 0 | 51.5057 | 0 | 0 | 95.6802 | 0 | 0 | 1554.943 | 64.884 | 0 | 51.5057 | 0 | 0 | 0.07985 | 0.29511
2018-09-01 17:00 | 9 | 17 | 7 | 1 | 1 | 0.021142 | 93.0726 | 93.0726 | 1.0571 | 16.2515 | 9.7834 | 12.9006 | 12.9006 | 1512.5653 | 1.0571 | 0 | 1495.3856 | 17.1797 | 0 | 13.6374 | 0 | 0 | 92.0155 | 0 | 0 | 1495.3856 | 17.1797 | 0 | 13.6374 | 0 | 0 | 0.021142 | 0.13807
2018-09-01 18:00 | 9 | 18 | 7 | 1 | 1 | 0.0078302 | 85.889 | 85.889 | 0.39151 | 16.2515 | 9.7834 | 12.9006 | 12.9006 | 1395.822 | 0.39151 | 0 | 1389.4594 | 6.3626 | 0 | 5.0507 | 0 | 0 | 85.4975 | 0 | 0 | 1389.4594 | 6.3626 | 0 | 5.0507 | 0 | 0 | 0.0078302 | 0.023068
2018-09-01 19:00 | 9 | 19 | 7 | 1 | 0 | 0 | 94.8575 | 94.8575 | 0 | 16.2515 | 9.7834 | 12.9006 | 12.9006 | 1541.5725 | 0 | 0 | 1541.5725 | 0 | 0 | 0 | 0 | 0 | 94.8575 | 0 | 0 | 1541.5725 | 0 | 0 | 0 | 0 | 0 | 0 | 0
2018-09-01 20:00 | 9 | 20 | 7 | 1 | 0 | 0 | 83.328 | 83.328 | 0 | 16.2515 | 9.7834 | 12.9006 | 12.9006 | 1354.2021 | 0 | 0 | 1354.2021 | 0 | 0 | 0 | 0 | 0 | 83.328 | 0 | 0 | 1354.2021 | 0 | 0 | 0 | 0 | 0 | 0 | 0
2018-09-01 21:00 | 9 | 21 | 7 | 1 | 0 | 0 | 77.4178 | 77.4178 | 0 | 16.2515 | 9.7834 | 12.9006 | 12.9006 | 1258.1521 | 0 | 0 | 1258.1521 | 0 | 0 | 0 | 0 | 0 | 77.4178 | 0 | 0 | 1258.1521 | 0 | 0 | 0 | 0 | 0 | 0 | 0
2018-09-01 22:00 | 9 | 22 | 7 | 1 | 0 | 0 | 73.4461 | 73.4461 | 0 | 16.2515 | 9.7834 | 12.9006 | 12.9006 | 1193.6069 | 0 | 0 | 1193.6069 | 0 | 0 | 0 | 0 | 0 | 73.4461 | 0 | 0 | 1193.6069 | 0 | 0 | 0 | 0 | 0 | 0 | 0
2018-09-01 23:00 | 9 | 23 | 7 | 1 | 0 | 0 | 68.9104 | 68.9104 | 0 | 16.2515 | 9.7834 | 12.9006 | 12.9006 | 1119.8943 | 0 | 0 | 1119.8943 | 0 | 0 | 0 | 0 | 0 | 68.9104 | 0 | 0 | 1119.8943 | 0 | 0 | 0 | 0 | 0 | 0 | 0
2018-09-02 | 9 | 0 | 1 | 1 | 0 | 0 | 62.3337 | 62.3337 | 0 | 16.2515 | 9.7834 | 12.9006 | 12.9006 | 1013.0129 | 0 | 0 | 1013.0129 | 0 | 0 | 0 | 0 | 0 | 62.3337 | 0 | 0 | 1013.0129 | 0 | 0 | 0 | 0 | 0 | 0 | 0
2018-09-02 01:00 | 9 | 1 | 1 | 1 | 0 | 0 | 61.3186 | 61.3186 | 0 | 16.2515 | 9.7834 | 12.9006 | 12.9006 | 996.5159 | 0 | 0 | 996.5159 | 0 | 0 | 0 | 0 | 0 | 61.3186 | 0 | 0 | 996.5159 | 0 | 0 | 0 | 0 | 0 | 0 | 0
2018-09-02 02:00 | 9 | 2 | 1 | 1 | 0 | 0 | 59.3432 | 59.3432 | 0 | 16.2515 | 9.7834 | 12.9006 | 12.9006 | 964.4129 | 0 | 0 | 964.4129 | 0 | 0 | 0 | 0 | 0 | 59.3432 | 0 | 0 | 964.4129 | 0 | 0 | 0 | 0 | 0 | 0 | 0
2018-09-02 03:00 | 9 | 3 | 1 | 1 | 0 | 0 | 58.3379 | 58.3379 | 0 | 16.2515 | 9.7834 | 12.9006 | 12.9006 | 948.0764 | 0 | 0 | 948.0764 | 0 | 0 | 0 | 0 | 0 | 58.3379 | 0 | 0 | 948.0764 | 0 | 0 | 0 | 0 | 0 | 0 | 0
2018-09-02 04:00 | 9 | 4 | 1 | 1 | 0 | 0 | 59.1192 | 59.1192 | 0 | 16.2515 | 9.7834 | 12.9006 | 12.9006 | 960.7726 | 0 | 0 | 960.7726 | 0 | 0 | 0 | 0 | 0 | 59.1192 | 0 | 0 | 960.7726 | 0 | 0 | 0 | 0 | 0 | 0 | 0
2018-09-02 05:00 | 9 | 5 | 1 | 1 | 0 | 0 | 74.0302 | 74.0302 | 0 | 16.2515 | 9.7834 | 12.9006 | 12.9006 | 1203.0991 | 0 | 0 | 1203.0991 | 0 | 0 | 0 | 0 | 0 | 74.0302 | 0 | 0 | 1203.0991 | 0 | 0 | 0 | 0 | 0 | 0 | 0
2018-09-02 06:00 | 9 | 6 | 1 | 1 | 0 | 0.0076894 | 60.5138 | 60.5138 | 0.38447 | 16.2515 | 9.7834 | 12.9006 | 12.9006 | 983.4374 | 0.38447 | 0 | 977.1892 | 6.2482 | 0 | 4.9599 | 0 | 0 | 60.1293 | 0 | 0 | 977.1892 | 6.2482 | 0 | 4.9599 | 0 | 0 | 0.0076894 | 0.011468
2018-09-02 07:00 | 9 | 7 | 1 | 1 | 0 | 0.057904 | 56.6661 | 56.6661 | 2.8952 | 16.2515 | 9.7834 | 12.9006 | 12.9006 | 920.9071 | 2.8952 | 0 | 873.8559 | 47.0511 | 0 | 37.3497 | 0 | 0 | 53.7709 | 0 | 0 | 873.8559 | 47.0511 | 0 | 37.3497 | 0 | 0 | 0.057904 | 0.14306
2018-09-02 08:00 | 9 | 8 | 1 | 1 | 0 | 0.051227 | 56.7148 | 56.7148 | 2.5613 | 16.2515 | 9.7834 | 12.9006 | 12.9006 | 921.6987 | 2.5613 | 0 | 880.0731 | 41.6256 | 0 | 33.0429 | 0 | 0 | 54.1535 | 0 | 0 | 880.0731 | 41.6256 | 0 | 33.0429 | 0 | 0 | 0.051227 | 0.27051
2018-09-02 09:00 | 9 | 9 | 1 | 1 | 0 | 0.15282 | 62.9284 | 62.9284 | 7.6408 | 16.2515 | 9.7834 | 12.9006 | 12.9006 | 1022.6777 | 7.6408 | 0 | 898.5036 | 124.1741 | 0 | 98.5708 | 0 | 0 | 55.2876 | 0 | 0 | 898.5036 | 124.1741 | 0 | 98.5708 | 0 | 0 | 0.15282 | 0.40486
2018-09-02 10:00 | 9 | 10 | 1 | 1 | 0 | 0.083663 | 67.46 | 67.46 | 4.1831 | 16.2515 | 9.7834 | 12.9006 | 12.9006 | 1096.3233 | 4.1831 | 0 | 1028.3414 | 67.9819 | 0 | 53.9648 | 0 | 0 | 63.2769 | 0 | 0 | 1028.3414 | 67.9819 | 0 | 53.9648 | 0 | 0 | 0.083663 | 0.45703
2018-09-02 11:00 | 9 | 11 | 1 | 1 | 1 | 0.34141 | 68.1135 | 68.1135 | 17.0707 | 16.2515 | 9.7834 | 12.9006 | 12.9006 | 1106.9442 | 17.0707 | 0 | 829.5213 | 277.4229 | 0 | 220.2214 | 0 | 0 | 51.0429 | 0 | 0 | 829.5213 | 277.4229 | 0 | 220.2214 | 0 | 0 | 0.34141 | 0.60623
2018-09-02 12:00 | 9 | 12 | 1 | 1 | 1 | 0.51992 | 77.4643 | 77.4643 | 25.996 | 16.2515 | 9.7834 | 12.9006 | 12.9006 | 1258.907 | 25.996 | 0 | 836.435 | 422.4721 | 0 | 335.363 | 0 | 0 | 51.4683 | 0 | 0 | 836.435 | 422.4721 | 0 | 335.363 | 0 | 0 | 0.51992 | 0.69616
2018-09-02 13:00 | 9 | 13 | 1 | 1 | 1 | 0.48411 | 83.1991 | 83.1991 | 24.2054 | 16.2515 | 9.7834 | 12.9006 | 12.9006 | 1352.1068 | 24.2054 | 0 | 958.7338 | 393.373 | 0 | 312.2639 | 0 | 0 | 58.9937 | 0 | 0 | 958.7338 | 393.373 | 0 | 312.2639 | 0 | 0 | 0.48411 | 0.65301
2018-09-02 14:00 | 9 | 14 | 1 | 1 | 1 | 0.39914 | 82.1875 | 82.1875 | 19.9569 | 16.2515 | 9.7834 | 12.9006 | 12.9006 | 1335.6662 | 19.9569 | 0 | 1011.3375 | 324.3287 | 0 | 257.4557 | 0 | 0 | 62.2306 | 0 | 0 | 1011.3375 | 324.3287 | 0 | 257.4557 | 0 | 0 | 0.39914 | 0.585
2018-09-02 15:00 | 9 | 15 | 1 | 1 | 1 | 0.31148 | 87.9888 | 87.9888 | 15.5742 | 16.2515 | 9.7834 | 12.9006 | 12.9006 | 1429.9467 | 15.5742 | 0 | 1176.8441 | 253.1026 | 0 | 200.9157 | 0 | 0 | 72.4147 | 0 | 0 | 1176.8441 | 253.1026 | 0 | 200.9157 | 0 | 0 | 0.31148 | 0.47989
2018-09-02 16:00 | 9 | 16 | 1 | 1 | 1 | 0.19189 | 87.5461 | 87.5461 | 9.5944 | 16.2515 | 9.7834 | 12.9006 | 12.9006 | 1422.7513 | 9.5944 | 0 | 1266.8292 | 155.9222 | 0 | 123.7728 | 0 | 0 | 77.9517 | 0 | 0 | 1266.8292 | 155.9222 | 0 | 123.7728 | 0 | 0 | 0.19189 | 0.34523
2018-09-02 17:00 | 9 | 17 | 1 | 1 | 1 | 0.12565 | 79.9681 | 79.9681 | 6.2827 | 16.2515 | 9.7834 | 12.9006 | 12.9006 | 1299.5976 | 6.2827 | 0 | 1197.4945 | 102.103 | 0 | 81.0505 | 0 | 0 | 73.6854 | 0 | 0 | 1197.4945 | 102.103 | 0 | 81.0505 | 0 | 0 | 0.12565 | 0.17037
2018-09-02 18:00 | 9 | 18 | 1 | 1 | 1 | 0.019752 | 76.6672 | 76.6672 | 0.98761 | 16.2515 | 9.7834 | 12.9006 | 12.9006 | 1245.9529 | 0.98761 | 0 | 1229.9028 | 16.0501 | 0 | 12.7407 | 0 | 0 | 75.6795 | 0 | 0 | 1229.9028 | 16.0501 | 0 | 12.7407 | 0 | 0 | 0.019752 | 0.02428
2018-09-02 19:00 | 9 | 19 | 1 | 1 | 0 | 0 | 84.132 | 84.132 | 0 | 16.2515 | 9.7834 | 12.9006 | 12.9006 | 1367.2673 | 0 | 0 | 1367.2673 | 0 | 0 | 0 | 0 | 0 | 84.132 | 0 | 0 | 1367.2673 | 0 | 0 | 0 | 0 | 0 | 0 | 0
2018-09-02 20:00 | 9 | 20 | 1 | 1 | 0 | 0 | 71.1892 | 71.1892 | 0 | 16.2515 | 9.7834 | 12.9006 | 12.9006 | 1156.9281 | 0 | 0 | 1156.9281 | 0 | 0 | 0 | 0 | 0 | 71.1892 | 0 | 0 | 1156.9281 | 0 | 0 | 0 | 0 | 0 | 0 | 0
2018-09-02 21:00 | 9 | 21 | 1 | 1 | 0 | 0 | 67.4149 | 67.4149 | 0 | 16.2515 | 9.7834 | 12.9006 | 12.9006 | 1095.5896 | 0 | 0 | 1095.5896 | 0 | 0 | 0 | 0 | 0 | 67.4149 | 0 | 0 | 1095.5896 | 0 | 0 | 0 | 0 | 0 | 0 | 0
2018-09-02 22:00 | 9 | 22 | 1 | 1 | 0 | 0 | 66.0673 | 66.0673 | 0 | 16.2515 | 9.7834 | 12.9006 | 12.9006 | 1073.6892 | 0 | 0 | 1073.6892 | 0 | 0 | 0 | 0 | 0 | 66.0673 | 0 | 0 | 1073.6892 | 0 | 0 | 0 | 0 | 0 | 0 | 0
2018-09-02 23:00 | 9 | 23 | 1 | 1 | 0 | 0 | 63.5427 | 63.5427 | 0 | 16.2515 | 9.7834 | 12.9006 | 12.9006 | 1032.6617 | 0 | 0 | 1032.6617 | 0 | 0 | 0 | 0 | 0 | 63.5427 | 0 | 0 | 1032.6617 | 0 | 0 | 0 | 0 | 0 | 0 | 0
2018-09-03 | 9 | 0 | 2 | 1 | 0 | 0 | 74.5466 | 74.5466 | 0 | 16.2515 | 9.7834 | 12.9006 | 12.9006 | 1211.4914 | 0 | 0 | 1211.4914 | 0 | 0 | 0 | 0 | 0 | 74.5466 | 0 | 0 | 1211.4914 | 0 | 0 | 0 | 0 | 0 | 0 | 0
2018-09-03 01:00 | 9 | 1 | 2 | 1 | 0 | 0 | 78.76 | 78.76 | 0 | 16.2515 | 9.7834 | 12.9006 | 12.9006 | 1279.9651 | 0 | 0 | 1279.9651 | 0 | 0 | 0 | 0 | 0 | 78.76 | 0 | 0 | 1279.9651 | 0 | 0 | 0 | 0 | 0 | 0 | 0
2018-09-03 02:00 | 9 | 2 | 2 | 1 | 0 | 0 | 81.2122 | 81.2122 | 0 | 16.2515 | 9.7834 | 12.9006 | 12.9006 | 1319.8172 | 0 | 0 | 1319.8172 | 0 | 0 | 0 | 0 | 0 | 81.2122 | 0 | 0 | 1319.8172 | 0 | 0 | 0 | 0 | 0 | 0 | 0
2018-09-03 03:00 | 9 | 3 | 2 | 1 | 0 | 0 | 88.84 | 88.84 | 0 | 16.2515 | 9.7834 | 12.9006 | 12.9006 | 1443.7792 | 0 | 0 | 1443.7792 | 0 | 0 | 0 | 0 | 0 | 88.84 | 0 | 0 | 1443.7792 | 0 | 0 | 0 | 0 | 0 | 0 | 0
2018-09-03 04:00 | 9 | 4 | 2 | 1 | 0 | 0 | 101.1856 | 101.1856 | 0 | 16.2515 | 9.7834 | 12.9006 | 12.9006 | 1644.4134 | 0 | 0 | 1644.4134 | 0 | 0 | 0 | 0 | 0 | 101.1856 | 0 | 0 | 1644.4134 | 0 | 0 | 0 | 0 | 0 | 0 | 0
2018-09-03 05:00 | 9 | 5 | 2 | 1 | 0 | 0 | 134.8534 | 134.8534 | 0 | 16.2515 | 9.7834 | 12.9006 | 12.9006 | 2191.5641 | 0 | 0 | 2191.5641 | 0 | 0 | 0 | 0 | 0 | 134.8534 | 0 | 0 | 2191.5641 | 0 | 0 | 0 | 0 | 0 | 0 | 0
2018-09-03 06:00 | 9 | 6 | 2 | 1 | 0 | 0.010093 | 139.8198 | 139.8198 | 0.50466 | 16.2515 | 9.7834 | 12.9006 | 12.9006 | 2272.2753 | 0.50466 | 0 | 2264.0738 | 8.2015 | 0 | 6.5104 | 0 | 0 | 139.3151 | 0 | 0 | 2264.0738 | 8.2015 | 0 | 6.5104 | 0 | 0 | 0.010093 | 0.010812
2018-09-03 07:00 | 9 | 7 | 2 | 1 | 0 | 0.14889 | 152.387 | 152.387 | 7.4444 | 16.2515 | 9.7834 | 12.9006 | 12.9006 | 2476.511 | 7.4444 | 0 | 2355.5279 | 120.9832 | 0 | 96.0378 | 0 | 0 | 144.9426 | 0 | 0 | 2355.5279 | 120.9832 | 0 | 96.0378 | 0 | 0 | 0.14889 | 0.164
2018-09-03 08:00 | 9 | 8 | 2 | 1 | 0 | 0.33853 | 179.8065 | 179.8065 | 16.9265 | 16.2515 | 9.7834 | 12.9006 | 12.9006 | 2922.1171 | 16.9265 | 0 | 2647.0376 | 275.0795 | 0 | 218.3612 | 0 | 0 | 162.88 | 0 | 0 | 2647.0376 | 275.0795 | 0 | 218.3612 | 0 | 0 | 0.33853 | 0.36905
2018-09-03 09:00 | 9 | 9 | 2 | 1 | 0 | 0.48413 | 208.9537 | 208.9537 | 24.2064 | 16.2515 | 9.7834 | 12.9006 | 12.9006 | 3395.8025 | 24.2064 | 0 | 3002.4141 | 393.3884 | 0 | 312.2761 | 0 | 0 | 184.7474 | 0 | 0 | 3002.4141 | 393.3884 | 0 | 312.2761 | 0 | 0 | 0.48413 | 0.52561
2018-09-03 10:00 | 9 | 10 | 2 | 1 | 0 | 0.59225 | 232.128 | 232.128 | 29.6125 | 16.2515 | 9.7834 | 12.9006 | 12.9006 | 3772.4187 | 29.6125 | 0 | 3291.1716 | 481.2471 | 0 | 382.0193 | 0 | 0 | 202.5155 | 0 | 0 | 3291.1716 | 481.2471 | 0 | 382.0193 | 0 | 0 | 0.59225 | 0.64113
2018-09-03 11:00 | 9 | 11 | 2 | 1 | 1 | 0.65785 | 248.3951 | 248.3951 | 32.8925 | 16.2515 | 9.7834 | 12.9006 | 12.9006 | 4036.7814 | 32.8925 | 0 | 3502.2312 | 534.5502 | 0 | 424.3319 | 0 | 0 | 215.5026 | 0 | 0 | 3502.2312 | 534.5502 | 0 | 424.3319 | 0 | 0 | 0.65785 | 0.70786
2018-09-03 12:00 | 9 | 12 | 2 | 1 | 1 | 0.67813 | 254.2412 | 254.2412 | 33.9066 | 16.2515 | 9.7834 | 12.9006 | 12.9006 | 4131.7903 | 33.9066 | 0 | 3580.7595 | 551.0308 | 0 | 437.4144 | 0 | 0 | 220.3347 | 0 | 0 | 3580.7595 | 551.0308 | 0 | 437.4144 | 0 | 0 | 0.67813 | 0.72143
2018-09-03 13:00 | 9 | 13 | 2 | 1 | 1 | 0.65624 | 250.5765 | 250.5765 | 32.812 | 16.2515 | 9.7834 | 12.9006 | 12.9006 | 4072.2327 | 32.812 | 0 | 3538.9899 | 533.2428 | 0 | 423.2941 | 0 | 0 | 217.7645 | 0 | 0 | 3538.9899 | 533.2428 | 0 | 423.2941 | 0 | 0 | 0.65624 | 0.70184
2018-09-03 14:00 | 9 | 14 | 2 | 1 | 1 | 0.58743 | 237.5527 | 237.5527 | 29.3714 | 16.2515 | 9.7834 | 12.9006 | 12.9006 | 3860.5777 | 29.3714 | 0 | 3383.2496 | 477.328 | 0 | 378.9083 | 0 | 0 | 208.1813 | 0 | 0 | 3383.2496 | 477.328 | 0 | 378.9083 | 0 | 0 | 0.58743 | 0.63066
2018-09-03 15:00 | 9 | 15 | 2 | 1 | 1 | 0.47585 | 217.0832 | 217.0832 | 23.7927 | 16.2515 | 9.7834 | 12.9006 | 12.9006 | 3527.9187 | 23.7927 | 0 | 3141.2519 | 386.6668 | 0 | 306.9405 | 0 | 0 | 193.2905 | 0 | 0 | 3141.2519 | 386.6668 | 0 | 306.9405 | 0 | 0 | 0.47585 | 0.49302
2018-09-03 16:00 | 9 | 16 | 2 | 1 | 1 | 0.08438 | 186.6361 | 186.6361 | 4.219 | 16.2515 | 9.7834 | 12.9006 | 12.9006 | 3033.1089 | 4.219 | 0 | 2964.5436 | 68.5652 | 0 | 54.4278 | 0 | 0 | 182.4171 | 0 | 0 | 2964.5436 | 68.5652 | 0 | 54.4278 | 0 | 0 | 0.08438 | 0.26835
2018-09-03 17:00 | 9 | 17 | 2 | 1 | 1 | 0.063376 | 158.2585 | 158.2585 | 3.1688 | 16.2515 | 9.7834 | 12.9006 | 12.9006 | 2571.9308 | 3.1688 | 0 | 2520.433 | 51.4979 | 0 | 40.8796 | 0 | 0 | 155.0897 | 0 | 0 | 2520.433 | 51.4979 | 0 | 40.8796 | 0 | 0 | 0.063376 | 0.14496
2018-09-03 18:00 | 9 | 18 | 2 | 1 | 1 | 0.0087457 | 128.0089 | 128.0089 | 0.43729 | 16.2515 | 9.7834 | 12.9006 | 12.9006 | 2080.3317 | 0.43729 | 0 | 2073.2252 | 7.1065 | 0 | 5.6412 | 0 | 0 | 127.5717 | 0 | 0 | 2073.2252 | 7.1065 | 0 | 5.6412 | 0 | 0 | 0.0087457 | 0.020121
2018-09-03 19:00 | 9 | 19 | 2 | 1 | 0 | 0 | 120.836 | 120.836 | 0 | 16.2515 | 9.7834 | 12.9006 | 12.9006 | 1963.7618 | 0 | 0 | 1963.7618 | 0 | 0 | 0 | 0 | 0 | 120.836 | 0 | 0 | 1963.7618 | 0 | 0 | 0 | 0 | 0 | 0 | 0
2018-09-03 20:00 | 9 | 20 | 2 | 1 | 0 | 0 | 99.5474 | 99.5474 | 0 | 16.2515 | 9.7834 | 12.9006 | 12.9006 | 1617.791 | 0 | 0 | 1617.791 | 0 | 0 | 0 | 0 | 0 | 99.5474 | 0 | 0 | 1617.791 | 0 | 0 | 0 | 0 | 0 | 0 | 0
2018-09-03 21:00 | 9 | 21 | 2 | 1 | 0 | 0 | 86.4311 | 86.4311 | 0 | 16.2515 | 9.7834 | 12.9006 | 12.9006 | 1404.6306 | 0 | 0 | 1404.6306 | 0 | 0 | 0 | 0 | 0 | 86.4311 | 0 | 0 | 1404.6306 | 0 | 0 | 0 | 0 | 0 | 0 | 0
2018-09-03 22:00 | 9 | 22 | 2 | 1 | 0 | 0 | 80.9524 | 80.9524 | 0 | 16.2515 | 9.7834 | 12.9006 | 12.9006 | 1315.5939 | 0 | 0 | 1315.5939 | 0 | 0 | 0 | 0 | 0 | 80.9524 | 0 | 0 | 1315.5939 | 0 | 0 | 0 | 0 | 0 | 0 | 0
2018-09-03 23:00 | 9 | 23 | 2 | 1 | 0 | 0 | 79.6812 | 79.6812 | 0 | 16.2515 | 9.7834 | 12.9006 | 12.9006 | 1294.9361 | 0 | 0 | 1294.9361 | 0 | 0 | 0 | 0 | 0 | 79.6812 | 0 | 0 | 1294.9361 | 0 | 0 | 0 | 0 | 0 | 0 | 0
2018-09-04 | 9 | 0 | 3 | 1 | 0 | 0 | 79.7853 | 79.7853 | 0 | 16.2515 | 9.7834 | 12.9006 | 12.9006 | 1296.6278 | 0 | 0 | 1296.6278 | 0 | 0 | 0 | 0 | 0 | 79.7853 | 0 | 0 | 1296.6278 | 0 | 0 | 0 | 0 | 0 | 0 | 0
2018-09-04 01:00 | 9 | 1 | 3 | 1 | 0 | 0 | 80.2458 | 80.2458 | 0 | 16.2515 | 9.7834 | 12.9006 | 12.9006 | 1304.1104 | 0 | 0 | 1304.1104 | 0 | 0 | 0 | 0 | 0 | 80.2458 | 0 | 0 | 1304.1104 | 0 | 0 | 0 | 0 | 0 | 0 | 0
2018-09-04 02:00 | 9 | 2 | 3 | 1 | 0 | 0 | 81.8968 | 81.8968 | 0 | 16.2515 | 9.7834 | 12.9006 | 12.9006 | 1330.9418 | 0 | 0 | 1330.9418 | 0 | 0 | 0 | 0 | 0 | 81.8968 | 0 | 0 | 1330.9418 | 0 | 0 | 0 | 0 | 0 | 0 | 0
2018-09-04 03:00 | 9 | 3 | 3 | 1 | 0 | 0 | 88.753 | 88.753 | 0 | 16.2515 | 9.7834 | 12.9006 | 12.9006 | 1442.3648 | 0 | 0 | 1442.3648 | 0 | 0 | 0 | 0 | 0 | 88.753 | 0 | 0 | 1442.3648 | 0 | 0 | 0 | 0 | 0 | 0 | 0
2018-09-04 04:00 | 9 | 4 | 3 | 1 | 0 | 0 | 100.913 | 100.913 | 0 | 16.2515 | 9.7834 | 12.9006 | 12.9006 | 1639.9827 | 0 | 0 | 1639.9827 | 0 | 0 | 0 | 0 | 0 | 100.913 | 0 | 0 | 1639.9827 | 0 | 0 | 0 | 0 | 0 | 0 | 0
2018-09-04 05:00 | 9 | 5 | 3 | 1 | 0 | 0 | 133.06 | 133.06 | 0 | 16.2515 | 9.7834 | 12.9006 | 12.9006 | 2162.419 | 0 | 0 | 2162.419 | 0 | 0 | 0 | 0 | 0 | 133.06 | 0 | 0 | 2162.419 | 0 | 0 | 0 | 0 | 0 | 0 | 0
2018-09-04 06:00 | 9 | 6 | 3 | 1 | 0 | 0.0084673 | 138.1229 | 138.1229 | 0.42337 | 16.2515 | 9.7834 | 12.9006 | 12.9006 | 2244.6987 | 0.42337 | 0 | 2237.8184 | 6.8803 | 0 | 5.4617 | 0 | 0 | 137.6996 | 0 | 0 | 2237.8184 | 6.8803 | 0 | 5.4617 | 0 | 0 | 0.0084673 | 0.0099487
2018-09-04 07:00 | 9 | 7 | 3 | 1 | 0 | 0.15603 | 152.339 | 152.339 | 7.8017 | 16.2515 | 9.7834 | 12.9006 | 12.9006 | 2475.7309 | 7.8017 | 0 | 2348.9427 | 126.7882 | 0 | 100.6459 | 0 | 0 | 144.5374 | 0 | 0 | 2348.9427 | 126.7882 | 0 | 100.6459 | 0 | 0 | 0.15603 | 0.1628
2018-09-04 08:00 | 9 | 8 | 3 | 1 | 0 | 0.35085 | 177.4265 | 177.4265 | 17.5424 | 16.2515 | 9.7834 | 12.9006 | 12.9006 | 2883.439 | 17.5424 | 0 | 2598.3502 | 285.0887 | 0 | 226.3066 | 0 | 0 | 159.8841 | 0 | 0 | 2598.3502 | 285.0887 | 0 | 226.3066 | 0 | 0 | 0.35085 | 0.36461
2018-09-04 09:00 | 9 | 9 | 3 | 1 | 0 | 0.50227 | 204.8118 | 204.8118 | 25.1133 | 16.2515 | 9.7834 | 12.9006 | 12.9006 | 3328.4895 | 25.1133 | 0 | 2920.3618 | 408.1277 | 0 | 323.9763 | 0 | 0 | 179.6985 | 0 | 0 | 2920.3618 | 408.1277 | 0 | 323.9763 | 0 | 0 | 0.50227 | 0.5205
2018-09-04 10:00 | 9 | 10 | 3 | 1 | 0 | 0.6144 | 225.175 | 225.175 | 30.72 | 16.2515 | 9.7834 | 12.9006 | 12.9006 | 3659.4222 | 30.72 | 0 | 3160.1775 | 499.2447 | 0 | 396.3061 | 0 | 0 | 194.455 | 0 | 0 | 3160.1775 | 499.2447 | 0 | 396.3061 | 0 | 0 | 0.6144 | 0.63655
2018-09-04 11:00 | 9 | 11 | 3 | 1 | 1 | 0.6819 | 236.394 | 236.394 | 34.0953 | 16.2515 | 9.7834 | 12.9006 | 12.9006 | 3841.7462 | 34.0953 | 0 | 3287.6487 | 554.0975 | 0 | 439.8488 | 0 | 0 | 202.2987 | 0 | 0 | 3287.6487 | 554.0975 | 0 | 439.8488 | 0 | 0 | 0.6819 | 0.70638
2018-09-04 12:00 | 9 | 12 | 3 | 1 | 1 | 0.70431 | 236.5241 | 236.5241 | 35.2157 | 16.2515 | 9.7834 | 12.9006 | 12.9006 | 3843.8605 | 35.2157 | 0 | 3271.5541 | 572.3064 | 0 | 454.3032 | 0 | 0 | 201.3084 | 0 | 0 | 3271.5541 | 572.3064 | 0 | 454.3032 | 0 | 0 | 0.70431 | 0.72896
2018-09-04 13:00 | 9 | 13 | 3 | 1 | 1 | 0.68306 | 232.9549 | 232.9549 | 34.153 | 16.2515 | 9.7834 | 12.9006 | 12.9006 | 3785.8565 | 34.153 | 0 | 3230.8205 | 555.036 | 0 | 440.5938 | 0 | 0 | 198.8019 | 0 | 0 | 3230.8205 | 555.036 | 0 | 440.5938 | 0 | 0 | 0.68306 | 0.65864
2018-09-04 14:00 | 9 | 14 | 3 | 1 | 1 | 0.61772 | 222.5139 | 222.5139 | 30.886 | 16.2515 | 9.7834 | 12.9006 | 12.9006 | 3616.1751 | 30.886 | 0 | 3114.2326 | 501.9425 | 0 | 398.4476 | 0 | 0 | 191.6279 | 0 | 0 | 3114.2326 | 501.9425 | 0 | 398.4476 | 0 | 0 | 0.61772 | 0.59407
2018-09-04 15:00 | 9 | 15 | 3 | 1 | 1 | 0.5103 | 205.4932 | 205.4932 | 25.5149 | 16.2515 | 9.7834 | 12.9006 | 12.9006 | 3339.5632 | 25.5149 | 0 | 2924.909 | 414.6543 | 0 | 329.1572 | 0 | 0 | 179.9783 | 0 | 0 | 2924.909 | 414.6543 | 0 | 329.1572 | 0 | 0 | 0.5103 | 0.53363
2018-09-04 16:00 | 9 | 16 | 3 | 1 | 1 | 0.3665 | 182.0248 | 182.0248 | 18.3252 | 16.2515 | 9.7834 | 12.9006 | 12.9006 | 2958.1685 | 18.3252 | 0 | 2660.3582 | 297.8104 | 0 | 236.4052 | 0 | 0 | 163.6997 | 0 | 0 | 2660.3582 | 297.8104 | 0 | 236.4052 | 0 | 0 | 0.3665 | 0.37981
2018-09-04 17:00 | 9 | 17 | 3 | 1 | 1 | 0.17421 | 156.2448 | 156.2448 | 8.7104 | 16.2515 | 9.7834 | 12.9006 | 12.9006 | 2539.206 | 8.7104 | 0 | 2397.6501 | 141.5559 | 0 | 112.3686 | 0 | 0 | 147.5345 | 0 | 0 | 2397.6501 | 141.5559 | 0 | 112.3686 | 0 | 0 | 0.17421 | 0.18107
2018-09-04 18:00 | 9 | 18 | 3 | 1 | 1 | 0.018103 | 126.6556 | 126.6556 | 0.90516 | 16.2515 | 9.7834 | 12.9006 | 12.9006 | 2058.3383 | 0.90516 | 0 | 2043.6282 | 14.7102 | 0 | 11.6771 | 0 | 0 | 125.7505 | 0 | 0 | 2043.6282 | 14.7102 | 0 | 11.6771 | 0 | 0 | 0.018103 | 0.020809
2018-09-04 19:00 | 9 | 19 | 3 | 1 | 0 | 0 | 119.6243 | 119.6243 | 0 | 16.2515 | 9.7834 | 12.9006 | 12.9006 | 1944.0691 | 0 | 0 | 1944.0691 | 0 | 0 | 0 | 0 | 0 | 119.6243 | 0 | 0 | 1944.0691 | 0 | 0 | 0 | 0 | 0 | 0 | 0
2018-09-04 20:00 | 9 | 20 | 3 | 1 | 0 | 0 | 97.8738 | 97.8738 | 0 | 16.2515 | 9.7834 | 12.9006 | 12.9006 | 1590.5925 | 0 | 0 | 1590.5925 | 0 | 0 | 0 | 0 | 0 | 97.8738 | 0 | 0 | 1590.5925 | 0 | 0 | 0 | 0 | 0 | 0 | 0
2018-09-04 21:00 | 9 | 21 | 3 | 1 | 0 | 0 | 84.6025 | 84.6025 | 0 | 16.2515 | 9.7834 | 12.9006 | 12.9006 | 1374.9142 | 0 | 0 | 1374.9142 | 0 | 0 | 0 | 0 | 0 | 84.6025 | 0 | 0 | 1374.9142 | 0 | 0 | 0 | 0 | 0 | 0 | 0
2018-09-04 22:00 | 9 | 22 | 3 | 1 | 0 | 0 | 79.2033 | 79.2033 | 0 | 16.2515 | 9.7834 | 12.9006 | 12.9006 | 1287.1691 | 0 | 0 | 1287.1691 | 0 | 0 | 0 | 0 | 0 | 79.2033 | 0 | 0 | 1287.1691 | 0 | 0 | 0 | 0 | 0 | 0 | 0
2018-09-04 23:00 | 9 | 23 | 3 | 1 | 0 | 0 | 77.5296 | 77.5296 | 0 | 16.2515 | 9.7834 | 12.9006 | 12.9006 | 1259.9692 | 0 | 0 | 1259.9692 | 0 | 0 | 0 | 0 | 0 | 77.5296 | 0 | 0 | 1259.9692 | 0 | 0 | 0 | 0 | 0 | 0 | 0
2018-09-05 | 9 | 0 | 4 | 1 | 0 | 0 | 77.5511 | 77.5511 | 0 | 16.2515 | 9.7834 | 12.9006 | 12.9006 | 1260.3177 | 0 | 0 | 1260.3177 | 0 | 0 | 0 | 0 | 0 | 77.5511 | 0 | 0 | 1260.3177 | 0 | 0 | 0 | 0 | 0 | 0 | 0
2018-09-05 01:00 | 9 | 1 | 4 | 1 | 0 | 0 | 77.9436 | 77.9436 | 0 | 16.2515 | 9.7834 | 12.9006 | 12.9006 | 1266.6971 | 0 | 0 | 1266.6971 | 0 | 0 | 0 | 0 | 0 | 77.9436 | 0 | 0 | 1266.6971 | 0 | 0 | 0 | 0 | 0 | 0 | 0
2018-09-05 02:00 | 9 | 2 | 4 | 1 | 0 | 0 | 79.7355 | 79.7355 | 0 | 16.2515 | 9.7834 | 12.9006 | 12.9006 | 1295.8177 | 0 | 0 | 1295.8177 | 0 | 0 | 0 | 0 | 0 | 79.7355 | 0 | 0 | 1295.8177 | 0 | 0 | 0 | 0 | 0 | 0 | 0
2018-09-05 03:00 | 9 | 3 | 4 | 1 | 0 | 0 | 87.1999 | 87.1999 | 0 | 16.2515 | 9.7834 | 12.9006 | 12.9006 | 1417.1249 | 0 | 0 | 1417.1249 | 0 | 0 | 0 | 0 | 0 | 87.1999 | 0 | 0 | 1417.1249 | 0 | 0 | 0 | 0 | 0 | 0 | 0
2018-09-05 04:00 | 9 | 4 | 4 | 1 | 0 | 0 | 99.8964 | 99.8964 | 0 | 16.2515 | 9.7834 | 12.9006 | 12.9006 | 1623.4621 | 0 | 0 | 1623.4621 | 0 | 0 | 0 | 0 | 0 | 99.8964 | 0 | 0 | 1623.4621 | 0 | 0 | 0 | 0 | 0 | 0 | 0
2018-09-05 05:00 | 9 | 5 | 4 | 1 | 0 | 0 | 136.2161 | 136.2161 | 0 | 16.2515 | 9.7834 | 12.9006 | 12.9006 | 2213.7108 | 0 | 0 | 2213.7108 | 0 | 0 | 0 | 0 | 0 | 136.2161 | 0 | 0 | 2213.7108 | 0 | 0 | 0 | 0 | 0 | 0 | 0
2018-09-05 06:00 | 9 | 6 | 4 | 1 | 0 | 0 | 141.7097 | 141.7097 | 0 | 16.2515 | 9.7834 | 12.9006 | 12.9006 | 2302.9886 | 0 | 0 | 2302.9886 | 0 | 0 | 0 | 0 | 0 | 141.7097 | 0 | 0 | 2302.9886 | 0 | 0 | 0 | 0 | 0 | 0 | 0.0065233
2018-09-05 07:00 | 9 | 7 | 4 | 1 | 0 | 0.064198 | 154.9401 | 154.9401 | 3.2099 | 16.2515 | 9.7834 | 12.9006 | 12.9006 | 2518.0028 | 3.2099 | 0 | 2465.8377 | 52.1651 | 0 | 41.4093 | 0 | 0 | 151.7303 | 0 | 0 | 2465.8377 | 52.1651 | 0 | 41.4093 | 0 | 0 | 0.064198 | 0.12434
2018-09-05 08:00 | 9 | 8 | 4 | 1 | 0 | 0.11467 | 177.4867 | 177.4867 | 5.7334 | 16.2515 | 9.7834 | 12.9006 | 12.9006 | 2884.4181 | 5.7334 | 0 | 2791.242 | 93.1761 | 0 | 73.9642 | 0 | 0 | 171.7533 | 0 | 0 | 2791.242 | 93.1761 | 0 | 73.9642 | 0 | 0 | 0.11467 | 0.28959
2018-09-05 09:00 | 9 | 9 | 4 | 1 | 0 | 0.15651 | 202.3053 | 202.3053 | 7.8257 | 16.2515 | 9.7834 | 12.9006 | 12.9006 | 3287.7562 | 7.8257 | 0 | 3160.578 | 127.1782 | 0 | 100.9555 | 0 | 0 | 194.4797 | 0 | 0 | 3160.578 | 127.1782 | 0 | 100.9555 | 0 | 0 | 0.15651 | 0.39242
2018-09-05 10:00 | 9 | 10 | 4 | 1 | 0 | 0.23832 | 223.2266 | 223.2266 | 11.9161 | 16.2515 | 9.7834 | 12.9006 | 12.9006 | 3627.7575 | 11.9161 | 0 | 3434.1035 | 193.654 | 0 | 153.7247 | 0 | 0 | 211.3105 | 0 | 0 | 3434.1035 | 193.654 | 0 | 153.7247 | 0 | 0 | 0.23832 | 0.50827
2018-09-05 11:00 | 9 | 11 | 4 | 1 | 1 | 0.61862 | 236.675 | 236.675 | 30.9307 | 16.2515 | 9.7834 | 12.9006 | 12.9006 | 3846.3128 | 30.9307 | 0 | 3343.643 | 502.6697 | 0 | 399.0249 | 0 | 0 | 205.7442 | 0 | 0 | 3343.643 | 502.6697 | 0 | 399.0249 | 0 | 0 | 0.61862 | 0.62294
2018-09-05 12:00 | 9 | 12 | 4 | 1 | 1 | 0.23491 | 242.2691 | 242.2691 | 11.7454 | 16.2515 | 9.7834 | 12.9006 | 12.9006 | 3937.2253 | 11.7454 | 0 | 3746.3446 | 190.8807 | 0 | 151.5232 | 0 | 0 | 230.5236 | 0 | 0 | 3746.3446 | 190.8807 | 0 | 151.5232 | 0 | 0 | 0.23491 | 0.55713
2018-09-05 13:00 | 9 | 13 | 4 | 1 | 1 | 0.26197 | 238.237 | 238.237 | 13.0983 | 16.2515 | 9.7834 | 12.9006 | 12.9006 | 3871.6987 | 13.0983 | 0 | 3658.8323 | 212.8665 | 0 | 168.9758 | 0 | 0 | 225.1387 | 0 | 0 | 3658.8323 | 212.8665 | 0 | 168.9758 | 0 | 0 | 0.26197 | 0.56296
2018-09-05 14:00 | 9 | 14 | 4 | 1 | 1 | 0.12551 | 223.9972 | 223.9972 | 6.2756 | 16.2515 | 9.7834 | 12.9006 | 12.9006 | 3640.2807 | 6.2756 | 0 | 3538.2938 | 101.9868 | 0 | 80.9583 | 0 | 0 | 217.7216 | 0 | 0 | 3538.2938 | 101.9868 | 0 | 80.9583 | 0 | 0 | 0.12551 | 0.47469
2018-09-05 15:00 | 9 | 15 | 4 | 1 | 1 | 0.25059 | 205.6271 | 205.6271 | 12.5292 | 16.2515 | 9.7834 | 12.9006 | 12.9006 | 3341.7393 | 12.5292 | 0 | 3138.1207 | 203.6186 | 0 | 161.6347 | 0 | 0 | 193.0978 | 0 | 0 | 3138.1207 | 203.6186 | 0 | 161.6347 | 0 | 0 | 0.25059 | 0.43332
2018-09-05 16:00 | 9 | 16 | 4 | 1 | 1 | 0.21552 | 180.9068 | 180.9068 | 10.7761 | 16.2515 | 9.7834 | 12.9006 | 12.9006 | 2939.9992 | 10.7761 | 0 | 2764.8719 | 175.1273 | 0 | 139.018 | 0 | 0 | 170.1307 | 0 | 0 | 2764.8719 | 175.1273 | 0 | 139.018 | 0 | 0 | 0.21552 | 0.31192
2018-09-05 17:00 | 9 | 17 | 4 | 1 | 1 | 0.15687 | 156.687 | 156.687 | 7.8437 | 16.2515 | 9.7834 | 12.9006 | 12.9006 | 2546.3921 | 7.8437 | 0 | 2418.9214 | 127.4707 | 0 | 101.1877 | 0 | 0 | 148.8434 | 0 | 0 | 2418.9214 | 127.4707 | 0 | 101.1877 | 0 | 0 | 0.15687 | 0.17352
2018-09-05 18:00 | 9 | 18 | 4 | 1 | 1 | 0.016912 | 126.1573 | 126.1573 | 0.84559 | 16.2515 | 9.7834 | 12.9006 | 12.9006 | 2050.2399 | 0.84559 | 0 | 2036.4978 | 13.7422 | 0 | 10.9087 | 0 | 0 | 125.3117 | 0 | 0 | 2036.4978 | 13.7422 | 0 | 10.9087 | 0 | 0 | 0.016912 | 0.018495
2018-09-05 19:00 | 9 | 19 | 4 | 1 | 0 | 0 | 120.0776 | 120.0776 | 0 | 16.2515 | 9.7834 | 12.9006 | 12.9006 | 1951.4364 | 0 | 0 | 1951.4364 | 0 | 0 | 0 | 0 | 0 | 120.0776 | 0 | 0 | 1951.4364 | 0 | 0 | 0 | 0 | 0 | 0 | 0
2018-09-05 20:00 | 9 | 20 | 4 | 1 | 0 | 0 | 96.7974 | 96.7974 | 0 | 16.2515 | 9.7834 | 12.9006 | 12.9006 | 1573.0982 | 0 | 0 | 1573.0982 | 0 | 0 | 0 | 0 | 0 | 96.7974 | 0 | 0 | 1573.0982 | 0 | 0 | 0 | 0 | 0 | 0 | 0
2018-09-05 21:00 | 9 | 21 | 4 | 1 | 0 | 0 | 84.0522 | 84.0522 | 0 | 16.2515 | 9.7834 | 12.9006 | 12.9006 | 1365.9706 | 0 | 0 | 1365.9706 | 0 | 0 | 0 | 0 | 0 | 84.0522 | 0 | 0 | 1365.9706 | 0 | 0 | 0 | 0 | 0 | 0 | 0
2018-09-05 22:00 | 9 | 22 | 4 | 1 | 0 | 0 | 79.0652 | 79.0652 | 0 | 16.2515 | 9.7834 | 12.9006 | 12.9006 | 1284.9251 | 0 | 0 | 1284.9251 | 0 | 0 | 0 | 0 | 0 | 79.0652 | 0 | 0 | 1284.9251 | 0 | 0 | 0 | 0 | 0 | 0 | 0
2018-09-05 23:00 | 9 | 23 | 4 | 1 | 0 | 0 | 77.5145 | 77.5145 | 0 | 16.2515 | 9.7834 | 12.9006 | 12.9006 | 1259.7242 | 0 | 0 | 1259.7242 | 0 | 0 | 0 | 0 | 0 | 77.5145 | 0 | 0 | 1259.7242 | 0 | 0 | 0 | 0 | 0 | 0 | 0
2018-09-06 | 9 | 0 | 5 | 1 | 0 | 0 | 77.3644 | 77.3644 | 0 | 16.2515 | 9.7834 | 12.9006 | 12.9006 | 1257.2847 | 0 | 0 | 1257.2847 | 0 | 0 | 0 | 0 | 0 | 77.3644 | 0 | 0 | 1257.2847 | 0 | 0 | 0 | 0 | 0 | 0 | 0
2018-09-06 01:00 | 9 | 1 | 5 | 1 | 0 | 0 | 77.4615 | 77.4615 | 0 | 16.2515 | 9.7834 | 12.9006 | 12.9006 | 1258.8616 | 0 | 0 | 1258.8616 | 0 | 0 | 0 | 0 | 0 | 77.4615 | 0 | 0 | 1258.8616 | 0 | 0 | 0 | 0 | 0 | 0 | 0
2018-09-06 02:00 | 9 | 2 | 5 | 1 | 0 | 0 | 79.4901 | 79.4901 | 0 | 16.2515 | 9.7834 | 12.9006 | 12.9006 | 1291.8302 | 0 | 0 | 1291.8302 | 0 | 0 | 0 | 0 | 0 | 79.4901 | 0 | 0 | 1291.8302 | 0 | 0 | 0 | 0 | 0 | 0 | 0
2018-09-06 03:00 | 9 | 3 | 5 | 1 | 0 | 0 | 86.9426 | 86.9426 | 0 | 16.2515 | 9.7834 | 12.9006 | 12.9006 | 1412.9437 | 0 | 0 | 1412.9437 | 0 | 0 | 0 | 0 | 0 | 86.9426 | 0 | 0 | 1412.9437 | 0 | 0 | 0 | 0 | 0 | 0 | 0
2018-09-06 04:00 | 9 | 4 | 5 | 1 | 0 | 0 | 100.1029 | 100.1029 | 0 | 16.2515 | 9.7834 | 12.9006 | 12.9006 | 1626.8176 | 0 | 0 | 1626.8176 | 0 | 0 | 0 | 0 | 0 | 100.1029 | 0 | 0 | 1626.8176 | 0 | 0 | 0 | 0 | 0 | 0 | 0
2018-09-06 05:00 | 9 | 5 | 5 | 1 | 0 | 0 | 136.643 | 136.643 | 0 | 16.2515 | 9.7834 | 12.9006 | 12.9006 | 2220.648 | 0 | 0 | 2220.648 | 0 | 0 | 0 | 0 | 0 | 136.643 | 0 | 0 | 2220.648 | 0 | 0 | 0 | 0 | 0 | 0 | 0
2018-09-06 06:00 | 9 | 6 | 5 | 1 | 0 | 0.0052909 | 143.9572 | 143.9572 | 0.26454 | 16.2515 | 9.7834 | 12.9006 | 12.9006 | 2339.5135 | 0.26454 | 0 | 2335.2143 | 4.2992 | 0 | 3.4128 | 0 | 0 | 143.6926 | 0 | 0 | 2335.2143 | 4.2992 | 0 | 3.4128 | 0 | 0 | 0.0052909 | 0.00737
2018-09-06 07:00 | 9 | 7 | 5 | 1 | 0 | 0.060522 | 155.8587 | 155.8587 | 3.0261 | 16.2515 | 9.7834 | 12.9006 | 12.9006 | 2532.9307 | 3.0261 | 0 | 2483.7522 | 49.1785 | 0 | 39.0385 | 0 | 0 | 152.8326 | 0 | 0 | 2483.7522 | 49.1785 | 0 | 39.0385 | 0 | 0 | 0.060522 | 0.11579
2018-09-06 08:00 | 9 | 8 | 5 | 1 | 0 | 0.078081 | 181.8701 | 181.8701 | 3.904 | 16.2515 | 9.7834 | 12.9006 | 12.9006 | 2955.654 | 3.904 | 0 | 2892.2078 | 63.4462 | 0 | 50.3643 | 0 | 0 | 177.9661 | 0 | 0 | 2892.2078 | 63.4462 | 0 | 50.3643 | 0 | 0 | 0.078081 | 0.23487
2018-09-06 09:00 | 9 | 9 | 5 | 1 | 0 | 0.18368 | 211.5796 | 211.5796 | 9.1842 | 16.2515 | 9.7834 | 12.9006 | 12.9006 | 3438.4761 | 9.1842 | 0 | 3289.2194 | 149.2566 | 0 | 118.4816 | 0 | 0 | 202.3954 | 0 | 0 | 3289.2194 | 149.2566 | 0 | 118.4816 | 0 | 0 | 0.18368 | 0.40177
2018-09-06 10:00 | 9 | 10 | 5 | 1 | 0 | 0.28052 | 237.3162 | 237.3162 | 14.0261 | 16.2515 | 9.7834 | 12.9006 | 12.9006 | 3856.7343 | 14.0261 | 0 | 3628.7905 | 227.9437 | 0 | 180.9443 | 0 | 0 | 223.2902 | 0 | 0 | 3628.7905 | 227.9437 | 0 | 180.9443 | 0 | 0 | 0.28052 | 0.52601
2018-09-06 11:00 | 9 | 11 | 5 | 1 | 1 | 0.28525 | 254.7337 | 254.7337 | 14.2623 | 16.2515 | 9.7834 | 12.9006 | 12.9006 | 4139.7938 | 14.2623 | 0 | 3908.0107 | 231.7831 | 0 | 183.9921 | 0 | 0 | 240.4714 | 0 | 0 | 3908.0107 | 231.7831 | 0 | 183.9921 | 0 | 0 | 0.28525 | 0.47055
2018-09-06 12:00 | 9 | 12 | 5 | 1 | 1 | 0.053578 | 260.7749 | 260.7749 | 2.6789 | 16.2515 | 9.7834 | 12.9006 | 12.9006 | 4237.9727 | 2.6789 | 0 | 4194.4371 | 43.5356 | 0 | 34.5591 | 0 | 0 | 258.0961 | 0 | 0 | 4194.4371 | 43.5356 | 0 | 34.5591 | 0 | 0 | 0.053578 | 0.40863
2018-09-06 13:00 | 9 | 13 | 5 | 1 | 1 | 0.08484 | 255.5065 | 255.5065 | 4.242 | 16.2515 | 9.7834 | 12.9006 | 12.9006 | 4152.352 | 4.242 | 0 | 4083.4132 | 68.9388 | 0 | 54.7244 | 0 | 0 | 251.2644 | 0 | 0 | 4083.4132 | 68.9388 | 0 | 54.7244 | 0 | 0 | 0.08484 | 0.42235
2018-09-06 14:00 | 9 | 14 | 5 | 1 | 1 | 0.1691 | 238.8759 | 238.8759 | 8.455 | 16.2515 | 9.7834 | 12.9006 | 12.9006 | 3882.0818 | 8.455 | 0 | 3744.6757 | 137.4061 | 0 | 109.0745 | 0 | 0 | 230.4209 | 0 | 0 | 3744.6757 | 137.4061 | 0 | 109.0745 | 0 | 0 | 0.1691 | 0.41022
2018-09-06 15:00 | 9 | 15 | 5 | 1 | 1 | 0.43201 | 216.0751 | 216.0751 | 21.6006 | 16.2515 | 9.7834 | 12.9006 | 12.9006 | 3511.5349 | 21.6006 | 0 | 3160.4929 | 351.042 | 0 | 278.6611 | 0 | 0 | 194.4744 | 0 | 0 | 3160.4929 | 351.042 | 0 | 278.6611 | 0 | 0 | 0.43201 | 0.50012
2018-09-06 16:00 | 9 | 16 | 5 | 1 | 1 | 0.32712 | 186.6732 | 186.6732 | 16.3558 | 16.2515 | 9.7834 | 12.9006 | 12.9006 | 3033.7115 | 16.3558 | 0 | 2767.906 | 265.8056 | 0 | 210.9994 | 0 | 0 | 170.3174 | 0 | 0 | 2767.906 | 265.8056 | 0 | 210.9994 | 0 | 0 | 0.32712 | 0.34488
2018-09-06 17:00 | 9 | 17 | 5 | 1 | 1 | 0.1171 | 160.5035 | 160.5035 | 5.8549 | 16.2515 | 9.7834 | 12.9006 | 12.9006 | 2608.4161 | 5.8549 | 0 | 2513.2662 | 95.1498 | 0 | 75.531 | 0 | 0 | 154.6487 | 0 | 0 | 2513.2662 | 95.1498 | 0 | 75.531 | 0 | 0 | 0.1171 | 0.14741
2018-09-06 18:00 | 9 | 18 | 5 | 1 | 1 | 0.014066 | 129.4495 | 129.4495 | 0.70332 | 16.2515 | 9.7834 | 12.9006 | 12.9006 | 2103.7434 | 0.70332 | 0 | 2092.3134 | 11.43 | 0 | 9.0732 | 0 | 0 | 128.7462 | 0 | 0 | 2092.3134 | 11.43 | 0 | 9.0732 | 0 | 0 | 0.014066 | 0.014524
2018-09-06 19:00 | 9 | 19 | 5 | 1 | 0 | 0 | 123.5092 | 123.5092 | 0 | 16.2515 | 9.7834 | 12.9006 | 12.9006 | 2007.2052 | 0 | 0 | 2007.2052 | 0 | 0 | 0 | 0 | 0 | 123.5092 | 0 | 0 | 2007.2052 | 0 | 0 | 0 | 0 | 0 | 0 | 0
2018-09-06 20:00 | 9 | 20 | 5 | 1 | 0 | 0 | 97.5381 | 97.5381 | 0 | 16.2515 | 9.7834 | 12.9006 | 12.9006 | 1585.1364 | 0 | 0 | 1585.1364 | 0 | 0 | 0 | 0 | 0 | 97.5381 | 0 | 0 | 1585.1364 | 0 | 0 | 0 | 0 | 0 | 0 | 0
2018-09-06 21:00 | 9 | 21 | 5 | 1 | 0 | 0 | 82.9479 | 82.9479 | 0 | 16.2515 | 9.7834 | 12.9006 | 12.9006 | 1348.0246 | 0 | 0 | 1348.0246 | 0 | 0 | 0 | 0 | 0 | 82.9479 | 0 | 0 | 1348.0246 | 0 | 0 | 0 | 0 | 0 | 0 | 0
2018-09-06 22:00 | 9 | 22 | 5 | 1 | 0 | 0 | 77.8018 | 77.8018 | 0 | 16.2515 | 9.7834 | 12.9006 | 12.9006 | 1264.3926 | 0 | 0 | 1264.3926 | 0 | 0 | 0 | 0 | 0 | 77.8018 | 0 | 0 | 1264.3926 | 0 | 0 | 0 | 0 | 0 | 0 | 0
2018-09-06 23:00 | 9 | 23 | 5 | 1 | 0 | 0 | 76.3865 | 76.3865 | 0 | 16.2515 | 9.7834 | 12.9006 | 12.9006 | 1241.3923 | 0 | 0 | 1241.3923 | 0 | 0 | 0 | 0 | 0 | 76.3865 | 0 | 0 | 1241.3923 | 0 | 0 | 0 | 0 | 0 | 0 | 0
2018-09-07 | 9 | 0 | 6 | 1 | 0 | 0 | 76.1193 | 76.1193 | 0 | 16.2515 | 9.7834 | 12.9006 | 12.9006 | 1237.0499 | 0 | 0 | 1237.0499 | 0 | 0 | 0 | 0 | 0 | 76.1193 | 0 | 0 | 1237.0499 | 0 | 0 | 0 | 0 | 0 | 0 | 0
2018-09-07 01:00 | 9 | 1 | 6 | 1 | 0 | 0 | 76.5362 | 76.5362 | 0 | 16.2515 | 9.7834 | 12.9006 | 12.9006 | 1243.8244 | 0 | 0 | 1243.8244 | 0 | 0 | 0 | 0 | 0 | 76.5362 | 0 | 0 | 1243.8244 | 0 | 0 | 0 | 0 | 0 | 0 | 0
2018-09-07 02:00 | 9 | 2 | 6 | 1 | 0 | 0 | 78.4219 | 78.4219 | 0 | 16.2515 | 9.7834 | 12.9006 | 12.9006 | 1274.4706 | 0 | 0 | 1274.4706 | 0 | 0 | 0 | 0 | 0 | 78.4219 | 0 | 0 | 1274.4706 | 0 | 0 | 0 | 0 | 0 | 0 | 0
2018-09-07 03:00 | 9 | 3 | 6 | 1 | 0 | 0 | 85.6469 | 85.6469 | 0 | 16.2515 | 9.7834 | 12.9006 | 12.9006 | 1391.8869 | 0 | 0 | 1391.8869 | 0 | 0 | 0 | 0 | 0 | 85.6469 | 0 | 0 | 1391.8869 | 0 | 0 | 0 | 0 | 0 | 0 | 0
2018-09-07 04:00 | 9 | 4 | 6 | 1 | 0 | 0 | 99.0677 | 99.0677 | 0 | 16.2515 | 9.7834 | 12.9006 | 12.9006 | 1609.9945 | 0 | 0 | 1609.9945 | 0 | 0 | 0 | 0 | 0 | 99.0677 | 0 | 0 | 1609.9945 | 0 | 0 | 0 | 0 | 0 | 0 | 0
2018-09-07 05:00 | 9 | 5 | 6 | 1 | 0 | 0 | 133.2013 | 133.2013 | 0 | 16.2515 | 9.7834 | 12.9006 | 12.9006 | 2164.7158 | 0 | 0 | 2164.7158 | 0 | 0 | 0 | 0 | 0 | 133.2013 | 0 | 0 | 2164.7158 | 0 | 0 | 0 | 0 | 0 | 0 | 0
2018-09-07 06:00 | 9 | 6 | 6 | 1 | 0 | 0.0056226 | 140.0493 | 140.0493 | 0.28113 | 16.2515 | 9.7834 | 12.9006 | 12.9006 | 2276.005 | 0.28113 | 0 | 2271.4362 | 4.5687 | 0 | 3.6267 | 0 | 0 | 139.7682 | 0 | 0 | 2271.4362 | 4.5687 | 0 | 3.6267 | 0 | 0 | 0.0056226 | 0.0023017
2018-09-07 07:00 | 9 | 7 | 6 | 1 | 0 | 0.12091 | 150.2456 | 150.2456 | 6.0454 | 16.2515 | 9.7834 | 12.9006 | 12.9006 | 2441.71 | 6.0454 | 0 | 2343.4626 | 98.2474 | 0 | 77.9899 | 0 | 0 | 144.2002 | 0 | 0 | 2343.4626 | 98.2474 | 0 | 77.9899 | 0 | 0 | 0.12091 | 0.064418
2018-09-07 08:00 | 9 | 8 | 6 | 1 | 0 | 0.28868 | 171.3906 | 171.3906 | 14.434 | 16.2515 | 9.7834 | 12.9006 | 12.9006 | 2785.3476 | 14.434 | 0 | 2550.7749 | 234.5727 | 0 | 186.2064 | 0 | 0 | 156.9567 | 0 | 0 | 2550.7749 | 234.5727 | 0 | 186.2064 | 0 | 0 | 0.28868 | 0.19734
2018-09-07 09:00 | 9 | 9 | 6 | 1 | 0 | 0.29713 | 199.1197 | 199.1197 | 14.8567 | 16.2515 | 9.7834 | 12.9006 | 12.9006 | 3235.9851 | 14.8567 | 0 | 2994.5412 | 241.4438 | 0 | 191.6608 | 0 | 0 | 184.2629 | 0 | 0 | 2994.5412 | 241.4438 | 0 | 191.6608 | 0 | 0 | 0.29713 | 0.21755
2018-09-07 10:00 | 9 | 10 | 6 | 1 | 0 | 0.55158 | 224.2722 | 224.2722 | 27.5792 | 16.2515 | 9.7834 | 12.9006 | 12.9006 | 3644.7491 | 27.5792 | 0 | 3196.5477 | 448.2014 | 0 | 355.7873 | 0 | 0 | 196.693 | 0 | 0 | 3196.5477 | 448.2014 | 0 | 355.7873 | 0 | 0 | 0.55158 | 0.3386
2018-09-07 11:00 | 9 | 11 | 6 | 1 | 1 | 0.47209 | 241.2972 | 241.2972 | 23.6044 | 16.2515 | 9.7834 | 12.9006 | 12.9006 | 3921.4312 | 23.6044 | 0 | 3537.8261 | 383.6051 | 0 | 304.51 | 0 | 0 | 217.6929 | 0 | 0 | 3537.8261 | 383.6051 | 0 | 304.51 | 0 | 0 | 0.47209 | 0.27664
2018-09-07 12:00 | 9 | 12 | 6 | 1 | 1 | 0.55633 | 245.5048 | 245.5048 | 27.8165 | 16.2515 | 9.7834 | 12.9006 | 12.9006 | 3989.8106 | 27.8165 | 0 | 3537.752 | 452.0586 | 0 | 358.8492 | 0 | 0 | 217.6883 | 0 | 0 | 3537.752 | 452.0586 | 0 | 358.8492 | 0 | 0 | 0.55633 | 0.43021
2018-09-07 13:00 | 9 | 13 | 6 | 1 | 1 | 0.59164 | 239.0103 | 239.0103 | 29.5819 | 16.2515 | 9.7834 | 12.9006 | 12.9006 | 3884.2663 | 29.5819 | 0 | 3403.5173 | 480.749 | 0 | 381.6239 | 0 | 0 | 209.4284 | 0 | 0 | 3403.5173 | 480.749 | 0 | 381.6239 | 0 | 0 | 0.59164 | 0.35093
2018-09-07 14:00 | 9 | 14 | 6 | 1 | 1 | 0.4325 | 223.7149 | 223.7149 | 21.6248 | 16.2515 | 9.7834 | 12.9006 | 12.9006 | 3635.6937 | 21.6248 | 0 | 3284.26 | 351.4337 | 0 | 278.972 | 0 | 0 | 202.0902 | 0 | 0 | 3284.26 | 351.4337 | 0 | 278.972 | 0 | 0 | 0.4325 | 0.25578
2018-09-07 15:00 | 9 | 15 | 6 | 1 | 1 | 0.33423 | 204.5426 | 204.5426 | 16.7114 | 16.2515 | 9.7834 | 12.9006 | 12.9006 | 3324.1151 | 16.7114 | 0 | 3052.5305 | 271.5846 | 0 | 215.5869 | 0 | 0 | 187.8312 | 0 | 0 | 3052.5305 | 271.5846 | 0 | 215.5869 | 0 | 0 | 0.33423 | 0.20383
2018-09-07 16:00 | 9 | 16 | 6 | 1 | 1 | 0.21579 | 176.4567 | 176.4567 | 10.7893 | 16.2515 | 9.7834 | 12.9006 | 12.9006 | 2867.6783 | 10.7893 | 0 | 2692.3372 | 175.341 | 0 | 139.1877 | 0 | 0 | 165.6674 | 0 | 0 | 2692.3372 | 175.341 | 0 | 139.1877 | 0 | 0 | 0.21579 | 0.18438
2018-09-07 17:00 | 9 | 17 | 6 | 1 | 1 | 0.098597 | 148.2288 | 148.2288 | 4.9298 | 16.2515 | 9.7834 | 12.9006 | 12.9006 | 2408.9344 | 4.9298 | 0 | 2328.8175 | 80.1169 | 0 | 63.5977 | 0 | 0 | 143.299 | 0 | 0 | 2328.8175 | 80.1169 | 0 | 63.5977 | 0 | 0 | 0.098597 | 0.062007
2018-09-07 18:00 | 9 | 18 | 6 | 1 | 1 | 0.0096691 | 118.3679 | 118.3679 | 0.48346 | 16.2515 | 9.7834 | 12.9006 | 12.9006 | 1923.6503 | 0.48346 | 0 | 1915.7934 | 7.8569 | 0 | 6.2369 | 0 | 0 | 117.8844 | 0 | 0 | 1915.7934 | 7.8569 | 0 | 6.2369 | 0 | 0 | 0.0096691 | 0.0042153
2018-09-07 19:00 | 9 | 19 | 6 | 1 | 0 | 0 | 116.6988 | 116.6988 | 0 | 16.2515 | 9.7834 | 12.9006 | 12.9006 | 1896.5251 | 0 | 0 | 1896.5251 | 0 | 0 | 0 | 0 | 0 | 116.6988 | 0 | 0 | 1896.5251 | 0 | 0 | 0 | 0 | 0 | 0 | 0
2018-09-07 20:00 | 9 | 20 | 6 | 1 | 0 | 0 | 94.8248 | 94.8248 | 0 | 16.2515 | 9.7834 | 12.9006 | 12.9006 | 1541.0412 | 0 | 0 | 1541.0412 | 0 | 0 | 0 | 0 | 0 | 94.8248 | 0 | 0 | 1541.0412 | 0 | 0 | 0 | 0 | 0 | 0 | 0
2018-09-07 21:00 | 9 | 21 | 6 | 1 | 0 | 0 | 82.9977 | 82.9977 | 0 | 16.2515 | 9.7834 | 12.9006 | 12.9006 | 1348.834 | 0 | 0 | 1348.834 | 0 | 0 | 0 | 0 | 0 | 82.9977 | 0 | 0 | 1348.834 | 0 | 0 | 0 | 0 | 0 | 0 | 0
2018-09-07 22:00 | 9 | 22 | 6 | 1 | 0 | 0 | 77.6034 | 77.6034 | 0 | 16.2515 | 9.7834 | 12.9006 | 12.9006 | 1261.1689 | 0 | 0 | 1261.1689 | 0 | 0 | 0 | 0 | 0 | 77.6034 | 0 | 0 | 1261.1689 | 0 | 0 | 0 | 0 | 0 | 0 | 0
2018-09-07 23:00 | 9 | 23 | 6 | 1 | 0 | 0 | 76.0872 | 76.0872 | 0 | 16.2515 | 9.7834 | 12.9006 | 12.9006 | 1236.5279 | 0 | 0 | 1236.5279 | 0 | 0 | 0 | 0 | 0 | 76.0872 | 0 | 0 | 1236.5279 | 0 | 0 | 0 | 0 | 0 | 0 | 0
2018-09-08 | 9 | 0 | 7 | 1 | 0 | 0 | 67.2639 | 67.2639 | 0 | 16.2515 | 9.7834 | 12.9006 | 12.9006 | 1093.1358 | 0 | 0 | 1093.1358 | 0 | 0 | 0 | 0 | 0 | 67.2639 | 0 | 0 | 1093.1358 | 0 | 0 | 0 | 0 | 0 | 0 | 0
2018-09-08 01:00 | 9 | 1 | 7 | 1 | 0 | 0 | 63.1804 | 63.1804 | 0 | 16.2515 | 9.7834 | 12.9006 | 12.9006 | 1026.7734 | 0 | 0 | 1026.7734 | 0 | 0 | 0 | 0 | 0 | 63.1804 | 0 | 0 | 1026.7734 | 0 | 0 | 0 | 0 | 0 | 0 | 0
2018-09-08 02:00 | 9 | 2 | 7 | 1 | 0 | 0 | 61.7394 | 61.7394 | 0 | 16.2515 | 9.7834 | 12.9006 | 12.9006 | 1003.355 | 0 | 0 | 1003.355 | 0 | 0 | 0 | 0 | 0 | 61.7394 | 0 | 0 | 1003.355 | 0 | 0 | 0 | 0 | 0 | 0 | 0
2018-09-08 03:00 | 9 | 3 | 7 | 1 | 0 | 0 | 61.6235 | 61.6235 | 0 | 16.2515 | 9.7834 | 12.9006 | 12.9006 | 1001.471 | 0 | 0 | 1001.471 | 0 | 0 | 0 | 0 | 0 | 61.6235 | 0 | 0 | 1001.471 | 0 | 0 | 0 | 0 | 0 | 0 | 0
2018-09-08 04:00 | 9 | 4 | 7 | 1 | 0 | 0 | 60.0045 | 60.0045 | 0 | 16.2515 | 9.7834 | 12.9006 | 12.9006 | 975.1607 | 0 | 0 | 975.1607 | 0 | 0 | 0 | 0 | 0 | 60.0045 | 0 | 0 | 975.1607 | 0 | 0 | 0 | 0 | 0 | 0 | 0
2018-09-08 05:00 | 9 | 5 | 7 | 1 | 0 | 0 | 74.6598 | 74.6598 | 0 | 16.2515 | 9.7834 | 12.9006 | 12.9006 | 1213.3302 | 0 | 0 | 1213.3302 | 0 | 0 | 0 | 0 | 0 | 74.6598 | 0 | 0 | 1213.3302 | 0 | 0 | 0 | 0 | 0 | 0 | 0
2018-09-08 06:00 | 9 | 6 | 7 | 1 | 0 | 0 | 64.4339 | 64.4339 | 0 | 16.2515 | 9.7834 | 12.9006 | 12.9006 | 1047.1452 | 0 | 0 | 1047.1452 | 0 | 0 | 0 | 0 | 0 | 64.4339 | 0 | 0 | 1047.1452 | 0 | 0 | 0 | 0 | 0 | 0 | 0.00031533
2018-09-08 07:00 | 9 | 7 | 7 | 1 | 0 | 0 | 58.0152 | 58.0152 | 0 | 16.2515 | 9.7834 | 12.9006 | 12.9006 | 942.8316 | 0 | 0 | 942.8316 | 0 | 0 | 0 | 0 | 0 | 58.0152 | 0 | 0 | 942.8316 | 0 | 0 | 0 | 0 | 0 | 0 | 0.011682
2018-09-08 08:00 | 9 | 8 | 7 | 1 | 0 | 0.018016 | 57.8149 | 57.8149 | 0.9008 | 16.2515 | 9.7834 | 12.9006 | 12.9006 | 939.5764 | 0.9008 | 0 | 924.937 | 14.6393 | 0 | 11.6208 | 0 | 0 | 56.9141 | 0 | 0 | 924.937 | 14.6393 | 0 | 11.6208 | 0 | 0 | 0.018016 | 0.005759
2018-09-08 09:00 | 9 | 9 | 7 | 1 | 0 | 0.060859 | 61.5895 | 61.5895 | 3.043 | 16.2515 | 9.7834 | 12.9006 | 12.9006 | 1000.9194 | 3.043 | 0 | 951.4668 | 49.4526 | 0 | 39.256 | 0 | 0 | 58.5466 | 0 | 0 | 951.4668 | 49.4526 | 0 | 39.256 | 0 | 0 | 0.060859 | 0.027864
2018-09-08 10:00 | 9 | 10 | 7 | 1 | 0 | 0.14478 | 68.419 | 68.419 | 7.239 | 16.2515 | 9.7834 | 12.9006 | 12.9006 | 1111.909 | 7.239 | 0 | 994.2647 | 117.6443 | 0 | 93.3874 | 0 | 0 | 61.18 | 0 | 0 | 994.2647 | 117.6443 | 0 | 93.3874 | 0 | 0 | 0.14478 | 0.072121
2018-09-08 11:00 | 9 | 11 | 7 | 1 | 1 | 0.11507 | 70.6255 | 70.6255 | 5.7535 | 16.2515 | 9.7834 | 12.9006 | 12.9006 | 1147.7666 | 5.7535 | 0 | 1054.2638 | 93.5028 | 0 | 74.2235 | 0 | 0 | 64.872 | 0 | 0 | 1054.2638 | 93.5028 | 0 | 74.2235 | 0 | 0 | 0.11507 | 0.10224
2018-09-08 12:00 | 9 | 12 | 7 | 1 | 1 | 0.10586 | 75.0184 | 75.0184 | 5.2929 | 16.2515 | 9.7834 | 12.9006 | 12.9006 | 1219.1591 | 5.2929 | 0 | 1133.1409 | 86.0181 | 0 | 68.2822 | 0 | 0 | 69.7255 | 0 | 0 | 1133.1409 | 86.0181 | 0 | 68.2822 | 0 | 0 | 0.10586 | 0.086333
2018-09-08 13:00 | 9 | 13 | 7 | 1 | 1 | 0.10271 | 81.5006 | 81.5006 | 5.1354 | 16.2515 | 9.7834 | 12.9006 | 12.9006 | 1324.5031 | 5.1354 | 0 | 1241.0454 | 83.4577 | 0 | 66.2497 | 0 | 0 | 76.3652 | 0 | 0 | 1241.0454 | 83.4577 | 0 | 66.2497 | 0 | 0 | 0.10271 | 0.32465
2018-09-08 14:00 | 9 | 14 | 7 | 1 | 1 | 0.12952 | 83.0968 | 83.0968 | 6.476 | 16.2515 | 9.7834 | 12.9006 | 12.9006 | 1350.4444 | 6.476 | 0 | 1245.2 | 105.2444 | 0 | 83.5442 | 0 | 0 | 76.6208 | 0 | 0 | 1245.2 | 105.2444 | 0 | 83.5442 | 0 | 0 | 0.12952 | 0.20626
2018-09-08 15:00 | 9 | 15 | 7 | 1 | 1 | 0.083871 | 86.5902 | 86.5902 | 4.1935 | 16.2515 | 9.7834 | 12.9006 | 12.9006 | 1407.2166 | 4.1935 | 0 | 1339.0657 | 68.151 | 0 | 54.099 | 0 | 0 | 82.3967 | 0 | 0 | 1339.0657 | 68.151 | 0 | 54.099 | 0 | 0 | 0.083871 | 0.1908
2018-09-08 16:00 | 9 | 16 | 7 | 1 | 1 | 0.092834 | 87.7645 | 87.7645 | 4.6417 | 16.2515 | 9.7834 | 12.9006 | 12.9006 | 1426.3011 | 4.6417 | 0 | 1350.867 | 75.4341 | 0 | 59.8804 | 0 | 0 | 83.1228 | 0 | 0 | 1350.867 | 75.4341 | 0 | 59.8804 | 0 | 0 | 0.092834 | 0.1177
2018-09-08 17:00 | 9 | 17 | 7 | 1 | 1 | 0.0492 | 81.7047 | 81.7047 | 2.46 | 16.2515 | 9.7834 | 12.9006 | 12.9006 | 1327.8201 | 2.46 | 0 | 1287.8412 | 39.9789 | 0 | 31.7357 | 0 | 0 | 79.2447 | 0 | 0 | 1287.8412 | 39.9789 | 0 | 31.7357 | 0 | 0 | 0.0492 | 0.085869
2018-09-08 18:00 | 9 | 18 | 7 | 1 | 1 | 0.0093375 | 77.6771 | 77.6771 | 0.46688 | 16.2515 | 9.7834 | 12.9006 | 12.9006 | 1262.3663 | 0.46688 | 0 | 1254.7789 | 7.5874 | 0 | 6.023 | 0 | 0 | 77.2102 | 0 | 0 | 1254.7789 | 7.5874 | 0 | 6.023 | 0 | 0 | 0.0093375 | 0.0092263
2018-09-08 19:00 | 9 | 19 | 7 | 1 | 0 | 0 | 94.7656 | 94.7656 | 0 | 16.2515 | 9.7834 | 12.9006 | 12.9006 | 1540.0785 | 0 | 0 | 1540.0785 | 0 | 0 | 0 | 0 | 0 | 94.7656 | 0 | 0 | 1540.0785 | 0 | 0 | 0 | 0 | 0 | 0 | 0
2018-09-08 20:00 | 9 | 20 | 7 | 1 | 0 | 0 | 82.472 | 82.472 | 0 | 16.2515 | 9.7834 | 12.9006 | 12.9006 | 1340.2901 | 0 | 0 | 1340.2901 | 0 | 0 | 0 | 0 | 0 | 82.472 | 0 | 0 | 1340.2901 | 0 | 0 | 0 | 0 | 0 | 0 | 0
2018-09-08 21:00 | 9 | 21 | 7 | 1 | 0 | 0 | 77.2538 | 77.2538 | 0 | 16.2515 | 9.7834 | 12.9006 | 12.9006 | 1255.4869 | 0 | 0 | 1255.4869 | 0 | 0 | 0 | 0 | 0 | 77.2538 | 0 | 0 | 1255.4869 | 0 | 0 | 0 | 0 | 0 | 0 | 0
2018-09-08 22:00 | 9 | 22 | 7 | 1 | 0 | 0 | 74.0101 | 74.0101 | 0 | 16.2515 | 9.7834 | 12.9006 | 12.9006 | 1202.7715 | 0 | 0 | 1202.7715 | 0 | 0 | 0 | 0 | 0 | 74.0101 | 0 | 0 | 1202.7715 | 0 | 0 | 0 | 0 | 0 | 0 | 0
2018-09-08 23:00 | 9 | 23 | 7 | 1 | 0 | 0 | 69.6412 | 69.6412 | 0 | 16.2515 | 9.7834 | 12.9006 | 12.9006 | 1131.7717 | 0 | 0 | 1131.7717 | 0 | 0 | 0 | 0 | 0 | 69.6412 | 0 | 0 | 1131.7717 | 0 | 0 | 0 | 0 | 0 | 0 | 0
2018-09-09 | 9 | 0 | 1 | 1 | 0 | 0 | 63.2285 | 63.2285 | 0 | 16.2515 | 9.7834 | 12.9006 | 12.9006 | 1027.5546 | 0 | 0 | 1027.5546 | 0 | 0 | 0 | 0 | 0 | 63.2285 | 0 | 0 | 1027.5546 | 0 | 0 | 0 | 0 | 0 | 0 | 0
2018-09-09 01:00 | 9 | 1 | 1 | 1 | 0 | 0 | 62.0439 | 62.0439 | 0 | 16.2515 | 9.7834 | 12.9006 | 12.9006 | 1008.3032 | 0 | 0 | 1008.3032 | 0 | 0 | 0 | 0 | 0 | 62.0439 | 0 | 0 | 1008.3032 | 0 | 0 | 0 | 0 | 0 | 0 | 0
2018-09-09 02:00 | 9 | 2 | 1 | 1 | 0 | 0 | 60.0624 | 60.0624 | 0 | 16.2515 | 9.7834 | 12.9006 | 12.9006 | 976.1012 | 0 | 0 | 976.1012 | 0 | 0 | 0 | 0 | 0 | 60.0624 | 0 | 0 | 976.1012 | 0 | 0 | 0 | 0 | 0 | 0 | 0
2018-09-09 03:00 | 9 | 3 | 1 | 1 | 0 | 0 | 60.0138 | 60.0138 | 0 | 16.2515 | 9.7834 | 12.9006 | 12.9006 | 975.3115 | 0 | 0 | 975.3115 | 0 | 0 | 0 | 0 | 0 | 60.0138 | 0 | 0 | 975.3115 | 0 | 0 | 0 | 0 | 0 | 0 | 0
2018-09-09 04:00 | 9 | 4 | 1 | 1 | 0 | 0 | 59.8065 | 59.8065 | 0 | 16.2515 | 9.7834 | 12.9006 | 12.9006 | 971.9423 | 0 | 0 | 971.9423 | 0 | 0 | 0 | 0 | 0 | 59.8065 | 0 | 0 | 971.9423 | 0 | 0 | 0 | 0 | 0 | 0 | 0
2018-09-09 05:00 | 9 | 5 | 1 | 1 | 0 | 0 | 74.025 | 74.025 | 0 | 16.2515 | 9.7834 | 12.9006 | 12.9006 | 1203.0148 | 0 | 0 | 1203.0148 | 0 | 0 | 0 | 0 | 0 | 74.025 | 0 | 0 | 1203.0148 | 0 | 0 | 0 | 0 | 0 | 0 | 0
2018-09-09 06:00 | 9 | 6 | 1 | 1 | 0 | 0.0044854 | 62.7393 | 62.7393 | 0.22427 | 16.2515 | 9.7834 | 12.9006 | 12.9006 | 1019.605 | 0.22427 | 0 | 1015.9603 | 3.6447 | 0 | 2.8932 | 0 | 0 | 62.515 | 0 | 0 | 1015.9603 | 3.6447 | 0 | 2.8932 | 0 | 0 | 0.0044854 | 0.004458
2018-09-09 07:00 | 9 | 7 | 1 | 1 | 0 | 0.111 | 56.5835 | 56.5835 | 5.5501 | 16.2515 | 9.7834 | 12.9006 | 12.9006 | 919.5642 | 5.5501 | 0 | 829.367 | 90.1972 | 0 | 71.5996 | 0 | 0 | 51.0334 | 0 | 0 | 829.367 | 90.1972 | 0 | 71.5996 | 0 | 0 | 0.111 | 0.083611
2018-09-09 08:00 | 9 | 8 | 1 | 1 | 0 | 0.055846 | 54.97 | 54.97 | 2.7923 | 16.2515 | 9.7834 | 12.9006 | 12.9006 | 893.3429 | 2.7923 | 0 | 847.9637 | 45.3792 | 0 | 36.0225 | 0 | 0 | 52.1777 | 0 | 0 | 847.9637 | 45.3792 | 0 | 36.0225 | 0 | 0 | 0.055846 | 0.16266
2018-09-09 09:00 | 9 | 9 | 1 | 1 | 0 | 0.12425 | 58.8765 | 58.8765 | 6.2124 | 16.2515 | 9.7834 | 12.9006 | 12.9006 | 956.8295 | 6.2124 | 0 | 855.8682 | 100.9614 | 0 | 80.1443 | 0 | 0 | 52.6641 | 0 | 0 | 855.8682 | 100.9614 | 0 | 80.1443 | 0 | 0 | 0.12425 | 0.36474
2018-09-09 10:00 | 9 | 10 | 1 | 1 | 0 | 0.10859 | 62.0967 | 62.0967 | 5.4297 | 16.2515 | 9.7834 | 12.9006 | 12.9006 | 1009.1622 | 5.4297 | 0 | 920.9217 | 88.2405 | 0 | 70.0463 | 0 | 0 | 56.667 | 0 | 0 | 920.9217 | 88.2405 | 0 | 70.0463 | 0 | 0 | 0.10859 | 0.44204
2018-09-09 11:00 | 9 | 11 | 1 | 1 | 1 | 0.12642 | 61.918 | 61.918 | 6.3211 | 16.2515 | 9.7834 | 12.9006 | 12.9006 | 1006.2577 | 6.3211 | 0 | 903.5314 | 102.7263 | 0 | 81.5453 | 0 | 0 | 55.597 | 0 | 0 | 903.5314 | 102.7263 | 0 | 81.5453 | 0 | 0 | 0.12642 | 0.46484
2018-09-09 12:00 | 9 | 12 | 1 | 1 | 1 | 0.15918 | 70.393 | 70.393 | 7.9588 | 16.2515 | 9.7834 | 12.9006 | 12.9006 | 1143.9888 | 7.9588 | 0 | 1014.6467 | 129.3421 | 0 | 102.6732 | 0 | 0 | 62.4342 | 0 | 0 | 1014.6467 | 129.3421 | 0 | 102.6732 | 0 | 0 | 0.15918 | 0.42906
2018-09-09 13:00 | 9 | 13 | 1 | 1 | 1 | 0.18302 | 72.9212 | 72.9212 | 9.151 | 16.2515 | 9.7834 | 12.9006 | 12.9006 | 1185.0763 | 9.151 | 0 | 1036.3584 | 148.7179 | 0 | 118.0539 | 0 | 0 | 63.7702 | 0 | 0 | 1036.3584 | 148.7179 | 0 | 118.0539 | 0 | 0 | 0.18302 | 0.4365
2018-09-09 14:00 | 9 | 14 | 1 | 1 | 1 | 0.16991 | 70.0468 | 70.0468 | 8.4955 | 16.2515 | 9.7834 | 12.9006 | 12.9006 | 1138.3633 | 8.4955 | 0 | 1000.2982 | 138.0651 | 0 | 109.5976 | 0 | 0 | 61.5513 | 0 | 0 | 1000.2982 | 138.0651 | 0 | 109.5976 | 0 | 0 | 0.16991 | 0.35139
2018-09-09 15:00 | 9 | 15 | 1 | 1 | 1 | 0.11442 | 75.9649 | 75.9649 | 5.721 | 16.2515 | 9.7834 | 12.9006 | 12.9006 | 1234.5396 | 5.721 | 0 | 1141.5658 | 92.9738 | 0 | 73.8036 | 0 | 0 | 70.2439 | 0 | 0 | 1141.5658 | 92.9738 | 0 | 73.8036 | 0 | 0 | 0.11442 | 0.29834
2018-09-09 16:00 | 9 | 16 | 1 | 1 | 1 | 0.10229 | 78.2843 | 78.2843 | 5.1147 | 16.2515 | 9.7834 | 12.9006 | 12.9006 | 1272.2337 | 5.1147 | 0 | 1189.1116 | 83.1221 | 0 | 65.9833 | 0 | 0 | 73.1695 | 0 | 0 | 1189.1116 | 83.1221 | 0 | 65.9833 | 0 | 0 | 0.10229 | 0.16048
2018-09-09 17:00 | 9 | 17 | 1 | 1 | 1 | 0.12814 | 71.8872 | 71.8872 | 6.4069 | 16.2515 | 9.7834 | 12.9006 | 12.9006 | 1168.2725 | 6.4069 | 0 | 1064.1519 | 104.1206 | 0 | 82.6521 | 0 | 0 | 65.4804 | 0 | 0 | 1064.1519 | 104.1206 | 0 | 82.6521 | 0 | 0 | 0.12814 | 0.12442
2018-09-09 18:00 | 9 | 18 | 1 | 1 | 1 | 0.0068792 | 67.826 | 67.826 | 0.34396 | 16.2515 | 9.7834 | 12.9006 | 12.9006 | 1102.2714 | 0.34396 | 0 | 1096.6815 | 5.5898 | 0 | 4.4373 | 0 | 0 | 67.482 | 0 | 0 | 1096.6815 | 5.5898 | 0 | 4.4373 | 0 | 0 | 0.0068792 | 0.0074157
2018-09-09 19:00 | 9 | 19 | 1 | 1 | 0 | 0 | 79.7964 | 79.7964 | 0 | 16.2515 | 9.7834 | 12.9006 | 12.9006 | 1296.8079 | 0 | 0 | 1296.8079 | 0 | 0 | 0 | 0 | 0 | 79.7964 | 0 | 0 | 1296.8079 | 0 | 0 | 0 | 0 | 0 | 0 | 0
2018-09-09 20:00 | 9 | 20 | 1 | 1 | 0 | 0 | 66.5255 | 66.5255 | 0 | 16.2515 | 9.7834 | 12.9006 | 12.9006 | 1081.1368 | 0 | 0 | 1081.1368 | 0 | 0 | 0 | 0 | 0 | 66.5255 | 0 | 0 | 1081.1368 | 0 | 0 | 0 | 0 | 0 | 0 | 0
2018-09-09 21:00 | 9 | 21 | 1 | 1 | 0 | 0 | 63.4288 | 63.4288 | 0 | 16.2515 | 9.7834 | 12.9006 | 12.9006 | 1030.8105 | 0 | 0 | 1030.8105 | 0 | 0 | 0 | 0 | 0 | 63.4288 | 0 | 0 | 1030.8105 | 0 | 0 | 0 | 0 | 0 | 0 | 0
2018-09-09 22:00 | 9 | 22 | 1 | 1 | 0 | 0 | 61.9617 | 61.9617 | 0 | 16.2515 | 9.7834 | 12.9006 | 12.9006 | 1006.9683 | 0 | 0 | 1006.9683 | 0 | 0 | 0 | 0 | 0 | 61.9617 | 0 | 0 | 1006.9683 | 0 | 0 | 0 | 0 | 0 | 0 | 0
2018-09-09 23:00 | 9 | 23 | 1 | 1 | 0 | 0 | 59.8636 | 59.8636 | 0 | 16.2515 | 9.7834 | 12.9006 | 12.9006 | 972.8702 | 0 | 0 | 972.8702 | 0 | 0 | 0 | 0 | 0 | 59.8636 | 0 | 0 | 972.8702 | 0 | 0 | 0 | 0 | 0 | 0 | 0
2018-09-10 | 9 | 0 | 2 | 1 | 0 | 0 | 70.9439 | 70.9439 | 0 | 16.2515 | 9.7834 | 12.9006 | 12.9006 | 1152.9418 | 0 | 0 | 1152.9418 | 0 | 0 | 0 | 0 | 0 | 70.9439 | 0 | 0 | 1152.9418 | 0 | 0 | 0 | 0 | 0 | 0 | 0
2018-09-10 01:00 | 9 | 1 | 2 | 1 | 0 | 0 | 74.3141 | 74.3141 | 0 | 16.2515 | 9.7834 | 12.9006 | 12.9006 | 1207.7123 | 0 | 0 | 1207.7123 | 0 | 0 | 0 | 0 | 0 | 74.3141 | 0 | 0 | 1207.7123 | 0 | 0 | 0 | 0 | 0 | 0 | 0
2018-09-10 02:00 | 9 | 2 | 2 | 1 | 0 | 0 | 76.1197 | 76.1197 | 0 | 16.2515 | 9.7834 | 12.9006 | 12.9006 | 1237.0564 | 0 | 0 | 1237.0564 | 0 | 0 | 0 | 0 | 0 | 76.1197 | 0 | 0 | 1237.0564 | 0 | 0 | 0 | 0 | 0 | 0 | 0
2018-09-10 03:00 | 9 | 3 | 2 | 1 | 0 | 0 | 82.854 | 82.854 | 0 | 16.2515 | 9.7834 | 12.9006 | 12.9006 | 1346.4988 | 0 | 0 | 1346.4988 | 0 | 0 | 0 | 0 | 0 | 82.854 | 0 | 0 | 1346.4988 | 0 | 0 | 0 | 0 | 0 | 0 | 0
2018-09-10 04:00 | 9 | 4 | 2 | 1 | 0 | 0 | 94.7574 | 94.7574 | 0 | 16.2515 | 9.7834 | 12.9006 | 12.9006 | 1539.9463 | 0 | 0 | 1539.9463 | 0 | 0 | 0 | 0 | 0 | 94.7574 | 0 | 0 | 1539.9463 | 0 | 0 | 0 | 0 | 0 | 0 | 0
2018-09-10 05:00 | 9 | 5 | 2 | 1 | 0 | 0 | 122.5345 | 122.5345 | 0 | 16.2515 | 9.7834 | 12.9006 | 12.9006 | 1991.3641 | 0 | 0 | 1991.3641 | 0 | 0 | 0 | 0 | 0 | 122.5345 | 0 | 0 | 1991.3641 | 0 | 0 | 0 | 0 | 0 | 0 | 0
2018-09-10 06:00 | 9 | 6 | 2 | 1 | 0 | 0.0048662 | 128.5187 | 128.5187 | 0.24331 | 16.2515 | 9.7834 | 12.9006 | 12.9006 | 2088.6157 | 0.24331 | 0 | 2084.6615 | 3.9542 | 0 | 3.1389 | 0 | 0 | 128.2754 | 0 | 0 | 2084.6615 | 3.9542 | 0 | 3.1389 | 0 | 0 | 0.0048662 | 0.005122
2018-09-10 07:00 | 9 | 7 | 2 | 1 | 0 | 0.090825 | 136.6313 | 136.6313 | 4.5412 | 16.2515 | 9.7834 | 12.9006 | 12.9006 | 2220.4569 | 4.5412 | 0 | 2146.6553 | 73.8016 | 0 | 58.5845 | 0 | 0 | 132.09 | 0 | 0 | 2146.6553 | 73.8016 | 0 | 58.5845 | 0 | 0 | 0.090825 | 0.10065
2018-09-10 08:00 | 9 | 8 | 2 | 1 | 0 | 0.053761 | 155.01 | 155.01 | 2.6881 | 16.2515 | 9.7834 | 12.9006 | 12.9006 | 2519.1377 | 2.6881 | 0 | 2475.453 | 43.6847 | 0 | 34.6774 | 0 | 0 | 152.3219 | 0 | 0 | 2475.453 | 43.6847 | 0 | 34.6774 | 0 | 0 | 0.053761 | 0.25028
2018-09-10 09:00 | 9 | 9 | 2 | 1 | 0 | 0.10191 | 172.7669 | 172.7669 | 5.0954 | 16.2515 | 9.7834 | 12.9006 | 12.9006 | 2807.7136 | 5.0954 | 0 | 2724.9059 | 82.8077 | 0 | 65.7337 | 0 | 0 | 167.6715 | 0 | 0 | 2724.9059 | 82.8077 | 0 | 65.7337 | 0 | 0 | 0.10191 | 0.37318
2018-09-10 10:00 | 9 | 10 | 2 | 1 | 0 | 0.080649 | 190.2298 | 190.2298 | 4.0324 | 16.2515 | 9.7834 | 12.9006 | 12.9006 | 3091.5121 | 4.0324 | 0 | 3025.9791 | 65.533 | 0 | 52.0208 | 0 | 0 | 186.1974 | 0 | 0 | 3025.9791 | 65.533 | 0 | 52.0208 | 0 | 0 | 0.080649 | 0.44221
2018-09-10 11:00 | 9 | 11 | 2 | 1 | 1 | 0.14394 | 203.7325 | 203.7325 | 7.1972 | 16.2515 | 9.7834 | 12.9006 | 12.9006 | 3310.9497 | 7.1972 | 0 | 3193.9847 | 116.965 | 0 | 92.8481 | 0 | 0 | 196.5353 | 0 | 0 | 3193.9847 | 116.965 | 0 | 92.8481 | 0 | 0 | 0.14394 | 0.50972
2018-09-10 12:00 | 9 | 12 | 2 | 1 | 1 | 0.13057 | 209.7103 | 209.7103 | 6.5287 | 16.2515 | 9.7834 | 12.9006 | 12.9006 | 3408.0979 | 6.5287 | 0 | 3301.9962 | 106.1017 | 0 | 84.2247 | 0 | 0 | 203.1816 | 0 | 0 | 3301.9962 | 106.1017 | 0 | 84.2247 | 0 | 0 | 0.13057 | 0.22264
2018-09-10 13:00 | 9 | 13 | 2 | 1 | 1 | 0.12967 | 207.7445 | 207.7445 | 6.4836 | 16.2515 | 9.7834 | 12.9006 | 12.9006 | 3376.15 | 6.4836 | 0 | 3270.7828 | 105.3671 | 0 | 83.6416 | 0 | 0 | 201.2609 | 0 | 0 | 3270.7828 | 105.3671 | 0 | 83.6416 | 0 | 0 | 0.12967 | 0.090201
2018-09-10 14:00 | 9 | 14 | 2 | 1 | 1 | 0.09371 | 194.6661 | 194.6661 | 4.6855 | 16.2515 | 9.7834 | 12.9006 | 12.9006 | 3163.6079 | 4.6855 | 0 | 3087.4618 | 76.1461 | 0 | 60.4456 | 0 | 0 | 189.9806 | 0 | 0 | 3087.4618 | 76.1461 | 0 | 60.4456 | 0 | 0 | 0.09371 | 0.21449
2018-09-10 15:00 | 9 | 15 | 2 | 1 | 1 | 0.13306 | 177.2034 | 177.2034 | 6.6529 | 16.2515 | 9.7834 | 12.9006 | 12.9006 | 2879.8126 | 6.6529 | 0 | 2771.6932 | 108.1193 | 0 | 85.8263 | 0 | 0 | 170.5505 | 0 | 0 | 2771.6932 | 108.1193 | 0 | 85.8263 | 0 | 0 | 0.13306 | 0.3239
2018-09-10 16:00 | 9 | 16 | 2 | 1 | 1 | 0.055876 | 153.9493 | 153.9493 | 2.7938 | 16.2515 | 9.7834 | 12.9006 | 12.9006 | 2501.9009 | 2.7938 | 0 | 2456.4977 | 45.4032 | 0 | 36.0415 | 0 | 0 | 151.1555 | 0 | 0 | 2456.4977 | 45.4032 | 0 | 36.0415 | 0 | 0 | 0.055876 | 0.2316
2018-09-10 17:00 | 9 | 17 | 2 | 1 | 1 | 0.028141 | 132.1063 | 132.1063 | 1.407 | 16.2515 | 9.7834 | 12.9006 | 12.9006 | 2146.9198 | 1.407 | 0 | 2124.0532 | 22.8666 | 0 | 18.1518 | 0 | 0 | 130.6992 | 0 | 0 | 2124.0532 | 22.8666 | 0 | 18.1518 | 0 | 0 | 0.028141 | 0.10218
2018-09-10 18:00 | 9 | 18 | 2 | 1 | 1 | 0 | 105.9107 | 105.9107 | 0 | 16.2515 | 9.7834 | 12.9006 | 12.9006 | 1721.2026 | 0 | 0 | 1721.2026 | 0 | 0 | 0 | 0 | 0 | 105.9107 | 0 | 0 | 1721.2026 | 0 | 0 | 0 | 0 | 0 | 0 | 0.0044887
2018-09-10 19:00 | 9 | 19 | 2 | 1 | 0 | 0 | 107.1742 | 107.1742 | 0 | 16.2515 | 9.7834 | 12.9006 | 12.9006 | 1741.7369 | 0 | 0 | 1741.7369 | 0 | 0 | 0 | 0 | 0 | 107.1742 | 0 | 0 | 1741.7369 | 0 | 0 | 0 | 0 | 0 | 0 | 0
2018-09-10 20:00 | 9 | 20 | 2 | 1 | 0 | 0 | 88.8649 | 88.8649 | 0 | 16.2515 | 9.7834 | 12.9006 | 12.9006 | 1444.1836 | 0 | 0 | 1444.1836 | 0 | 0 | 0 | 0 | 0 | 88.8649 | 0 | 0 | 1444.1836 | 0 | 0 | 0 | 0 | 0 | 0 | 0
2018-09-10 21:00 | 9 | 21 | 2 | 1 | 0 | 0 | 79.2236 | 79.2236 | 0 | 16.2515 | 9.7834 | 12.9006 | 12.9006 | 1287.4982 | 0 | 0 | 1287.4982 | 0 | 0 | 0 | 0 | 0 | 79.2236 | 0 | 0 | 1287.4982 | 0 | 0 | 0 | 0 | 0 | 0 | 0
2018-09-10 22:00 | 9 | 22 | 2 | 1 | 0 | 0 | 74.4018 | 74.4018 | 0 | 16.2515 | 9.7834 | 12.9006 | 12.9006 | 1209.1376 | 0 | 0 | 1209.1376 | 0 | 0 | 0 | 0 | 0 | 74.4018 | 0 | 0 | 1209.1376 | 0 | 0 | 0 | 0 | 0 | 0 | 0
2018-09-10 23:00 | 9 | 23 | 2 | 1 | 0 | 0 | 72.8151 | 72.8151 | 0 | 16.2515 | 9.7834 | 12.9006 | 12.9006 | 1183.351 | 0 | 0 | 1183.351 | 0 | 0 | 0 | 0 | 0 | 72.8151 | 0 | 0 | 1183.351 | 0 | 0 | 0 | 0 | 0 | 0 | 0
2018-09-11 | 9 | 0 | 3 | 1 | 0 | 0 | 72.2658 | 72.2658 | 0 | 16.2515 | 9.7834 | 12.9006 | 12.9006 | 1174.4248 | 0 | 0 | 1174.4248 | 0 | 0 | 0 | 0 | 0 | 72.2658 | 0 | 0 | 1174.4248 | 0 | 0 | 0 | 0 | 0 | 0 | 0
2018-09-11 01:00 | 9 | 1 | 3 | 1 | 0 | 0 | 72.3007 | 72.3007 | 0 | 16.2515 | 9.7834 | 12.9006 | 12.9006 | 1174.9915 | 0 | 0 | 1174.9915 | 0 | 0 | 0 | 0 | 0 | 72.3007 | 0 | 0 | 1174.9915 | 0 | 0 | 0 | 0 | 0 | 0 | 0
2018-09-11 02:00 | 9 | 2 | 3 | 1 | 0 | 0 | 74.7766 | 74.7766 | 0 | 16.2515 | 9.7834 | 12.9006 | 12.9006 | 1215.2289 | 0 | 0 | 1215.2289 | 0 | 0 | 0 | 0 | 0 | 74.7766 | 0 | 0 | 1215.2289 | 0 | 0 | 0 | 0 | 0 | 0 | 0
2018-09-11 03:00 | 9 | 3 | 3 | 1 | 0 | 0 | 82.7997 | 82.7997 | 0 | 16.2515 | 9.7834 | 12.9006 | 12.9006 | 1345.6149 | 0 | 0 | 1345.6149 | 0 | 0 | 0 | 0 | 0 | 82.7997 | 0 | 0 | 1345.6149 | 0 | 0 | 0 | 0 | 0 | 0 | 0
2018-09-11 04:00 | 9 | 4 | 3 | 1 | 0 | 0 | 95.0617 | 95.0617 | 0 | 16.2515 | 9.7834 | 12.9006 | 12.9006 | 1544.8906 | 0 | 0 | 1544.8906 | 0 | 0 | 0 | 0 | 0 | 95.0617 | 0 | 0 | 1544.8906 | 0 | 0 | 0 | 0 | 0 | 0 | 0
2018-09-11 05:00 | 9 | 5 | 3 | 1 | 0 | 0 | 123.3391 | 123.3391 | 0 | 16.2515 | 9.7834 | 12.9006 | 12.9006 | 2004.4401 | 0 | 0 | 2004.4401 | 0 | 0 | 0 | 0 | 0 | 123.3391 | 0 | 0 | 2004.4401 | 0 | 0 | 0 | 0 | 0 | 0 | 0
2018-09-11 06:00 | 9 | 6 | 3 | 1 | 0 | 0.004018 | 128.6511 | 128.6511 | 0.2009 | 16.2515 | 9.7834 | 12.9006 | 12.9006 | 2090.7674 | 0.2009 | 0 | 2087.5025 | 3.2649 | 0 | 2.5917 | 0 | 0 | 128.4502 | 0 | 0 | 2087.5025 | 3.2649 | 0 | 2.5917 | 0 | 0 | 0.004018 | 0.005518
2018-09-11 07:00 | 9 | 7 | 3 | 1 | 0 | 0.13215 | 136.9033 | 136.9033 | 6.6074 | 16.2515 | 9.7834 | 12.9006 | 12.9006 | 2224.8778 | 6.6074 | 0 | 2117.4979 | 107.3799 | 0 | 85.2393 | 0 | 0 | 130.2959 | 0 | 0 | 2117.4979 | 107.3799 | 0 | 85.2393 | 0 | 0 | 0.13215 | 0.13879
2018-09-11 08:00 | 9 | 8 | 3 | 1 | 0 | 0.31295 | 156.4845 | 156.4845 | 15.6474 | 16.2515 | 9.7834 | 12.9006 | 12.9006 | 2543.1012 | 15.6474 | 0 | 2288.8073 | 254.2939 | 0 | 201.8613 | 0 | 0 | 140.8371 | 0 | 0 | 2288.8073 | 254.2939 | 0 | 201.8613 | 0 | 0 | 0.31295 | 0.33344
2018-09-11 09:00 | 9 | 9 | 3 | 1 | 0 | 0.47193 | 178.9689 | 178.9689 | 23.5966 | 16.2515 | 9.7834 | 12.9006 | 12.9006 | 2908.5051 | 23.5966 | 0 | 2525.026 | 383.4791 | 0 | 304.41 | 0 | 0 | 155.3723 | 0 | 0 | 2525.026 | 383.4791 | 0 | 304.41 | 0 | 0 | 0.47193 | 0.49649
2018-09-11 10:00 | 9 | 10 | 3 | 1 | 0 | 0.57121 | 204.0315 | 204.0315 | 28.5607 | 16.2515 | 9.7834 | 12.9006 | 12.9006 | 3315.8093 | 28.5607 | 0 | 2851.6564 | 464.153 | 0 | 368.4498 | 0 | 0 | 175.4708 | 0 | 0 | 2851.6564 | 464.153 | 0 | 368.4498 | 0 | 0 | 0.57121 | 0.60312
2018-09-11 11:00 | 9 | 11 | 3 | 1 | 1 | 0.64611 | 223.3448 | 223.3448 | 32.3055 | 16.2515 | 9.7834 | 12.9006 | 12.9006 | 3629.6785 | 32.3055 | 0 | 3104.6671 | 525.0114 | 0 | 416.7599 | 0 | 0 | 191.0393 | 0 | 0 | 3104.6671 | 525.0114 | 0 | 416.7599 | 0 | 0 | 0.64611 | 0.42119
2018-09-11 12:00 | 9 | 12 | 3 | 1 | 1 | 0.66797 | 231.0378 | 231.0378 | 33.3986 | 16.2515 | 9.7834 | 12.9006 | 12.9006 | 3754.7007 | 33.3986 | 0 | 3211.9248 | 542.7759 | 0 | 430.8616 | 0 | 0 | 197.6392 | 0 | 0 | 3211.9248 | 542.7759 | 0 | 430.8616 | 0 | 0 | 0.66797 | 0.69793
2018-09-11 13:00 | 9 | 13 | 3 | 1 | 1 | 0.64638 | 227.6748 | 227.6748 | 32.3191 | 16.2515 | 9.7834 | 12.9006 | 12.9006 | 3700.0472 | 32.3191 | 0 | 3174.8147 | 525.2324 | 0 | 416.9354 | 0 | 0 | 195.3557 | 0 | 0 | 3174.8147 | 525.2324 | 0 | 416.9354 | 0 | 0 | 0.64638 | 0.66771
2018-09-11 14:00 | 9 | 14 | 3 | 1 | 1 | 0.56551 | 211.3677 | 211.3677 | 28.2753 | 16.2515 | 9.7834 | 12.9006 | 12.9006 | 3435.0329 | 28.2753 | 0 | 2975.5189 | 459.514 | 0 | 364.7674 | 0 | 0 | 183.0924 | 0 | 0 | 2975.5189 | 459.514 | 0 | 364.7674 | 0 | 0 | 0.56551 | 0.49262
2018-09-11 15:00 | 9 | 15 | 3 | 1 | 1 | 0.46579 | 189.0845 | 189.0845 | 23.2893 | 16.2515 | 9.7834 | 12.9006 | 12.9006 | 3072.8983 | 23.2893 | 0 | 2694.4133 | 378.485 | 0 | 300.4457 | 0 | 0 | 165.7952 | 0 | 0 | 2694.4133 | 378.485 | 0 | 300.4457 | 0 | 0 | 0.46579 | 0.4741
2018-09-11 16:00 | 9 | 16 | 3 | 1 | 1 | 0.30007 | 160.0834 | 160.0834 | 15.0035 | 16.2515 | 9.7834 | 12.9006 | 12.9006 | 2601.5876 | 15.0035 | 0 | 2357.7589 | 243.8287 | 0 | 193.554 | 0 | 0 | 145.0799 | 0 | 0 | 2357.7589 | 243.8287 | 0 | 193.554 | 0 | 0 | 0.30007 | 0.31496
2018-09-11 17:00 | 9 | 17 | 3 | 1 | 1 | 0.12806 | 135.2951 | 135.2951 | 6.4032 | 16.2515 | 9.7834 | 12.9006 | 12.9006 | 2198.7429 | 6.4032 | 0 | 2094.6824 | 104.0605 | 0 | 82.6044 | 0 | 0 | 128.892 | 0 | 0 | 2094.6824 | 104.0605 | 0 | 82.6044 | 0 | 0 | 0.12806 | 0.1358
2018-09-11 18:00 | 9 | 18 | 3 | 1 | 1 | 0.0046674 | 109.3685 | 109.3685 | 0.23337 | 16.2515 | 9.7834 | 12.9006 | 12.9006 | 1777.3973 | 0.23337 | 0 | 1773.6047 | 3.7926 | 0 | 3.0106 | 0 | 0 | 109.1351 | 0 | 0 | 1773.6047 | 3.7926 | 0 | 3.0106 | 0 | 0 | 0.0046674 | 0.0045323
2018-09-11 19:00 | 9 | 19 | 3 | 1 | 0 | 0 | 111.0874 | 111.0874 | 0 | 16.2515 | 9.7834 | 12.9006 | 12.9006 | 1805.3315 | 0 | 0 | 1805.3315 | 0 | 0 | 0 | 0 | 0 | 111.0874 | 0 | 0 | 1805.3315 | 0 | 0 | 0 | 0 | 0 | 0 | 0
2018-09-11 20:00 | 9 | 20 | 3 | 1 | 0 | 0 | 91.8897 | 91.8897 | 0 | 16.2515 | 9.7834 | 12.9006 | 12.9006 | 1493.3423 | 0 | 0 | 1493.3423 | 0 | 0 | 0 | 0 | 0 | 91.8897 | 0 | 0 | 1493.3423 | 0 | 0 | 0 | 0 | 0 | 0 | 0
2018-09-11 21:00 | 9 | 21 | 3 | 1 | 0 | 0 | 81.6884 | 81.6884 | 0 | 16.2515 | 9.7834 | 12.9006 | 12.9006 | 1327.555 | 0 | 0 | 1327.555 | 0 | 0 | 0 | 0 | 0 | 81.6884 | 0 | 0 | 1327.555 | 0 | 0 | 0 | 0 | 0 | 0 | 0
2018-09-11 22:00 | 9 | 22 | 3 | 1 | 0 | 0 | 76.8385 | 76.8385 | 0 | 16.2515 | 9.7834 | 12.9006 | 12.9006 | 1248.7381 | 0 | 0 | 1248.7381 | 0 | 0 | 0 | 0 | 0 | 76.8385 | 0 | 0 | 1248.7381 | 0 | 0 | 0 | 0 | 0 | 0 | 0
2018-09-11 23:00 | 9 | 23 | 3 | 1 | 0 | 0 | 75.3365 | 75.3365 | 0 | 16.2515 | 9.7834 | 12.9006 | 12.9006 | 1224.3283 | 0 | 0 | 1224.3283 | 0 | 0 | 0 | 0 | 0 | 75.3365 | 0 | 0 | 1224.3283 | 0 | 0 | 0 | 0 | 0 | 0 | 0
2018-09-12 | 9 | 0 | 4 | 1 | 0 | 0 | 75.0303 | 75.0303 | 0 | 16.2515 | 9.7834 | 12.9006 | 12.9006 | 1219.3521 | 0 | 0 | 1219.3521 | 0 | 0 | 0 | 0 | 0 | 75.0303 | 0 | 0 | 1219.3521 | 0 | 0 | 0 | 0 | 0 | 0 | 0
2018-09-12 01:00 | 9 | 1 | 4 | 1 | 0 | 0 | 75.466 | 75.466 | 0 | 16.2515 | 9.7834 | 12.9006 | 12.9006 | 1226.4323 | 0 | 0 | 1226.4323 | 0 | 0 | 0 | 0 | 0 | 75.466 | 0 | 0 | 1226.4323 | 0 | 0 | 0 | 0 | 0 | 0 | 0
2018-09-12 02:00 | 9 | 2 | 4 | 1 | 0 | 0 | 77.6538 | 77.6538 | 0 | 16.2515 | 9.7834 | 12.9006 | 12.9006 | 1261.9872 | 0 | 0 | 1261.9872 | 0 | 0 | 0 | 0 | 0 | 77.6538 | 0 | 0 | 1261.9872 | 0 | 0 | 0 | 0 | 0 | 0 | 0
2018-09-12 03:00 | 9 | 3 | 4 | 1 | 0 | 0 | 85.2415 | 85.2415 | 0 | 16.2515 | 9.7834 | 12.9006 | 12.9006 | 1385.2977 | 0 | 0 | 1385.2977 | 0 | 0 | 0 | 0 | 0 | 85.2415 | 0 | 0 | 1385.2977 | 0 | 0 | 0 | 0 | 0 | 0 | 0
2018-09-12 04:00 | 9 | 4 | 4 | 1 | 0 | 0 | 98.3451 | 98.3451 | 0 | 16.2515 | 9.7834 | 12.9006 | 12.9006 | 1598.2516 | 0 | 0 | 1598.2516 | 0 | 0 | 0 | 0 | 0 | 98.3451 | 0 | 0 | 1598.2516 | 0 | 0 | 0 | 0 | 0 | 0 | 0
2018-09-12 05:00 | 9 | 5 | 4 | 1 | 0 | 0 | 127.9797 | 127.9797 | 0 | 16.2515 | 9.7834 | 12.9006 | 12.9006 | 2079.8559 | 0 | 0 | 2079.8559 | 0 | 0 | 0 | 0 | 0 | 127.9797 | 0 | 0 | 2079.8559 | 0 | 0 | 0 | 0 | 0 | 0 | 0
2018-09-12 06:00 | 9 | 6 | 4 | 1 | 0 | 0.0034464 | 134.5468 | 134.5468 | 0.17232 | 16.2515 | 9.7834 | 12.9006 | 12.9006 | 2186.5815 | 0.17232 | 0 | 2183.7811 | 2.8004 | 0 | 2.223 | 0 | 0 | 134.3745 | 0 | 0 | 2183.7811 | 2.8004 | 0 | 2.223 | 0 | 0 | 0.0034464 | 0.0043147
2018-09-12 07:00 | 9 | 7 | 4 | 1 | 0 | 0.095178 | 144.1003 | 144.1003 | 4.7589 | 16.2515 | 9.7834 | 12.9006 | 12.9006 | 2341.839 | 4.7589 | 0 | 2264.4997 | 77.3392 | 0 | 61.3927 | 0 | 0 | 139.3413 | 0 | 0 | 2264.4997 | 77.3392 | 0 | 61.3927 | 0 | 0 | 0.095178 | 0.1358
2018-09-12 08:00 | 9 | 8 | 4 | 1 | 0 | 0.2541 | 166.0743 | 166.0743 | 12.7051 | 16.2515 | 9.7834 | 12.9006 | 12.9006 | 2698.9496 | 12.7051 | 0 | 2492.4741 | 206.4756 | 0 | 163.9026 | 0 | 0 | 153.3693 | 0 | 0 | 2492.4741 | 206.4756 | 0 | 163.9026 | 0 | 0 | 0.2541 | 0.26532
2018-09-12 09:00 | 9 | 9 | 4 | 1 | 0 | 0.38215 | 193.9203 | 193.9203 | 19.1075 | 16.2515 | 9.7834 | 12.9006 | 12.9006 | 3151.4865 | 19.1075 | 0 | 2840.9618 | 310.5247 | 0 | 246.498 | 0 | 0 | 174.8128 | 0 | 0 | 2840.9618 | 310.5247 | 0 | 246.498 | 0 | 0 | 0.38215 | 0.49508
2018-09-12 10:00 | 9 | 10 | 4 | 1 | 0 | 0.545 | 220.2881 | 220.2881 | 27.2497 | 16.2515 | 9.7834 | 12.9006 | 12.9006 | 3580.0032 | 27.2497 | 0 | 3137.1551 | 442.8481 | 0 | 351.5378 | 0 | 0 | 193.0384 | 0 | 0 | 3137.1551 | 442.8481 | 0 | 351.5378 | 0 | 0 | 0.545 | 0.62581
2018-09-12 11:00 | 9 | 11 | 4 | 1 | 1 | 0.49339 | 233.4055 | 233.4055 | 24.6695 | 16.2515 | 9.7834 | 12.9006 | 12.9006 | 3793.1792 | 24.6695 | 0 | 3392.2639 | 400.9153 | 0 | 318.2511 | 0 | 0 | 208.736 | 0 | 0 | 3392.2639 | 400.9153 | 0 | 318.2511 | 0 | 0 | 0.49339 | 0.64555
2018-09-12 12:00 | 9 | 12 | 4 | 1 | 1 | 0.62719 | 231.9541 | 231.9541 | 31.3594 | 16.2515 | 9.7834 | 12.9006 | 12.9006 | 3769.5924 | 31.3594 | 0 | 3259.9565 | 509.6359 | 0 | 404.5547 | 0 | 0 | 200.5947 | 0 | 0 | 3259.9565 | 509.6359 | 0 | 404.5547 | 0 | 0 | 0.62719 | 0.69929
2018-09-12 13:00 | 9 | 13 | 4 | 1 | 1 | 0.59701 | 225.9558 | 225.9558 | 29.8506 | 16.2515 | 9.7834 | 12.9006 | 12.9006 | 3672.1115 | 29.8506 | 0 | 3186.9958 | 485.1157 | 0 | 385.0903 | 0 | 0 | 196.1052 | 0 | 0 | 3186.9958 | 485.1157 | 0 | 385.0903 | 0 | 0 | 0.59701 | 0.67226
2018-09-12 14:00 | 9 | 14 | 4 | 1 | 1 | 0.52786 | 214.2334 | 214.2334 | 26.3931 | 16.2515 | 9.7834 | 12.9006 | 12.9006 | 3481.6054 | 26.3931 | 0 | 3052.6799 | 428.9255 | 0 | 340.4859 | 0 | 0 | 187.8404 | 0 | 0 | 3052.6799 | 428.9255 | 0 | 340.4859 | 0 | 0 | 0.52786 | 0.60887
2018-09-12 15:00 | 9 | 15 | 4 | 1 | 1 | 0.40756 | 195.1568 | 195.1568 | 20.3779 | 16.2515 | 9.7834 | 12.9006 | 12.9006 | 3171.5819 | 20.3779 | 0 | 2840.4114 | 331.1706 | 0 | 262.8869 | 0 | 0 | 174.7789 | 0 | 0 | 2840.4114 | 331.1706 | 0 | 262.8869 | 0 | 0 | 0.40756 | 0.4976
2018-09-12 16:00 | 9 | 16 | 4 | 1 | 1 | 0.21448 | 168.3347 | 168.3347 | 10.7241 | 16.2515 | 9.7834 | 12.9006 | 12.9006 | 2735.6838 | 10.7241 | 0 | 2561.4024 | 174.2814 | 0 | 138.3466 | 0 | 0 | 157.6106 | 0 | 0 | 2561.4024 | 174.2814 | 0 | 138.3466 | 0 | 0 | 0.21448 | 0.33882
2018-09-12 17:00 | 9 | 17 | 4 | 1 | 1 | 0.083032 | 143.3363 | 143.3363 | 4.1516 | 16.2515 | 9.7834 | 12.9006 | 12.9006 | 2329.4229 | 4.1516 | 0 | 2261.9534 | 67.4695 | 0 | 53.5581 | 0 | 0 | 139.1847 | 0 | 0 | 2261.9534 | 67.4695 | 0 | 53.5581 | 0 | 0 | 0.083032 | 0.13859
2018-09-12 18:00 | 9 | 18 | 4 | 1 | 1 | 0.0027936 | 117.3084 | 117.3084 | 0.13968 | 16.2515 | 9.7834 | 12.9006 | 12.9006 | 1906.4319 | 0.13968 | 0 | 1904.1619 | 2.27 | 0 | 1.802 | 0 | 0 | 117.1687 | 0 | 0 | 1904.1619 | 2.27 | 0 | 1.802 | 0 | 0 | 0.0027936 | 0.0035627
2018-09-12 19:00 | 9 | 19 | 4 | 1 | 0 | 0 | 118.6554 | 118.6554 | 0 | 16.2515 | 9.7834 | 12.9006 | 12.9006 | 1928.3233 | 0 | 0 | 1928.3233 | 0 | 0 | 0 | 0 | 0 | 118.6554 | 0 | 0 | 1928.3233 | 0 | 0 | 0 | 0 | 0 | 0 | 0
2018-09-12 20:00 | 9 | 20 | 4 | 1 | 0 | 0 | 97.3591 | 97.3591 | 0 | 16.2515 | 9.7834 | 12.9006 | 12.9006 | 1582.2276 | 0 | 0 | 1582.2276 | 0 | 0 | 0 | 0 | 0 | 97.3591 | 0 | 0 | 1582.2276 | 0 | 0 | 0 | 0 | 0 | 0 | 0
2018-09-12 21:00 | 9 | 21 | 4 | 1 | 0 | 0 | 85.391 | 85.391 | 0 | 16.2515 | 9.7834 | 12.9006 | 12.9006 | 1387.7275 | 0 | 0 | 1387.7275 | 0 | 0 | 0 | 0 | 0 | 85.391 | 0 | 0 | 1387.7275 | 0 | 0 | 0 | 0 | 0 | 0 | 0
2018-09-12 22:00 | 9 | 22 | 4 | 1 | 0 | 0 | 80.6653 | 80.6653 | 0 | 16.2515 | 9.7834 | 12.9006 | 12.9006 | 1310.9278 | 0 | 0 | 1310.9278 | 0 | 0 | 0 | 0 | 0 | 80.6653 | 0 | 0 | 1310.9278 | 0 | 0 | 0 | 0 | 0 | 0 | 0
2018-09-12 23:00 | 9 | 23 | 4 | 1 | 0 | 0 | 79.2897 | 79.2897 | 0 | 16.2515 | 9.7834 | 12.9006 | 12.9006 | 1288.573 | 0 | 0 | 1288.573 | 0 | 0 | 0 | 0 | 0 | 79.2897 | 0 | 0 | 1288.573 | 0 | 0 | 0 | 0 | 0 | 0 | 0
2018-09-13 | 9 | 0 | 5 | 1 | 0 | 0 | 79.1094 | 79.1094 | 0 | 16.2515 | 9.7834 | 12.9006 | 12.9006 | 1285.6428 | 0 | 0 | 1285.6428 | 0 | 0 | 0 | 0 | 0 | 79.1094 | 0 | 0 | 1285.6428 | 0 | 0 | 0 | 0 | 0 | 0 | 0
2018-09-13 01:00 | 9 | 1 | 5 | 1 | 0 | 0 | 78.8116 | 78.8116 | 0 | 16.2515 | 9.7834 | 12.9006 | 12.9006 | 1280.8039 | 0 | 0 | 1280.8039 | 0 | 0 | 0 | 0 | 0 | 78.8116 | 0 | 0 | 1280.8039 | 0 | 0 | 0 | 0 | 0 | 0 | 0
2018-09-13 02:00 | 9 | 2 | 5 | 1 | 0 | 0 | 80.4073 | 80.4073 | 0 | 16.2515 | 9.7834 | 12.9006 | 12.9006 | 1306.7358 | 0 | 0 | 1306.7358 | 0 | 0 | 0 | 0 | 0 | 80.4073 | 0 | 0 | 1306.7358 | 0 | 0 | 0 | 0 | 0 | 0 | 0
2018-09-13 03:00 | 9 | 3 | 5 | 1 | 0 | 0 | 88.2313 | 88.2313 | 0 | 16.2515 | 9.7834 | 12.9006 | 12.9006 | 1433.8877 | 0 | 0 | 1433.8877 | 0 | 0 | 0 | 0 | 0 | 88.2313 | 0 | 0 | 1433.8877 | 0 | 0 | 0 | 0 | 0 | 0 | 0
2018-09-13 04:00 | 9 | 4 | 5 | 1 | 0 | 0 | 100.9497 | 100.9497 | 0 | 16.2515 | 9.7834 | 12.9006 | 12.9006 | 1640.5805 | 0 | 0 | 1640.5805 | 0 | 0 | 0 | 0 | 0 | 100.9497 | 0 | 0 | 1640.5805 | 0 | 0 | 0 | 0 | 0 | 0 | 0
2018-09-13 05:00 | 9 | 5 | 5 | 1 | 0 | 0 | 135.403 | 135.403 | 0 | 16.2515 | 9.7834 | 12.9006 | 12.9006 | 2200.4964 | 0 | 0 | 2200.4964 | 0 | 0 | 0 | 0 | 0 | 135.403 | 0 | 0 | 2200.4964 | 0 | 0 | 0 | 0 | 0 | 0 | 0
2018-09-13 06:00 | 9 | 6 | 5 | 1 | 0 | 0.003848 | 142.7487 | 142.7487 | 0.1924 | 16.2515 | 9.7834 | 12.9006 | 12.9006 | 2319.8738 | 0.1924 | 0 | 2316.747 | 3.1267 | 0 | 2.482 | 0 | 0 | 142.5563 | 0 | 0 | 2316.747 | 3.1267 | 0 | 2.482 | 0 | 0 | 0.003848 | 0.0040313
2018-09-13 07:00 | 9 | 7 | 5 | 1 | 0 | 0.13088 | 151.1403 | 151.1403 | 6.5439 | 16.2515 | 9.7834 | 12.9006 | 12.9006 | 2456.2496 | 6.5439 | 0 | 2349.9009 | 106.3487 | 0 | 84.4208 | 0 | 0 | 144.5963 | 0 | 0 | 2349.9009 | 106.3487 | 0 | 84.4208 | 0 | 0 | 0.13088 | 0.14607
2018-09-13 08:00 | 9 | 8 | 5 | 1 | 0 | 0.32234 | 170.1766 | 170.1766 | 16.1171 | 16.2515 | 9.7834 | 12.9006 | 12.9006 | 2765.6173 | 16.1171 | 0 | 2503.6902 | 261.9272 | 0 | 207.9207 | 0 | 0 | 154.0594 | 0 | 0 | 2503.6902 | 261.9272 | 0 | 207.9207 | 0 | 0 | 0.32234 | 0.34942
2018-09-13 09:00 | 9 | 9 | 5 | 1 | 0 | 0.45433 | 192.6018 | 192.6018 | 22.7168 | 16.2515 | 9.7834 | 12.9006 | 12.9006 | 3130.0596 | 22.7168 | 0 | 2760.8793 | 369.1803 | 0 | 293.0594 | 0 | 0 | 169.885 | 0 | 0 | 2760.8793 | 369.1803 | 0 | 293.0594 | 0 | 0 | 0.45433 | 0.4986
2018-09-13 10:00 | 9 | 10 | 5 | 1 | 0 | 0.5862 | 212.9303 | 212.9303 | 29.3098 | 16.2515 | 9.7834 | 12.9006 | 12.9006 | 3460.4271 | 29.3098 | 0 | 2984.1009 | 476.3261 | 0 | 378.113 | 0 | 0 | 183.6205 | 0 | 0 | 2984.1009 | 476.3261 | 0 | 378.113 | 0 | 0 | 0.5862 | 0.61915
2018-09-13 11:00 | 9 | 11 | 5 | 1 | 1 | 0.65279 | 222.5474 | 222.5474 | 32.6395 | 16.2515 | 9.7834 | 12.9006 | 12.9006 | 3616.72 | 32.6395 | 0 | 3086.2797 | 530.4402 | 0 | 421.0694 | 0 | 0 | 189.9079 | 0 | 0 | 3086.2797 | 530.4402 | 0 | 421.0694 | 0 | 0 | 0.65279 | 0.68665
2018-09-13 12:00 | 9 | 12 | 5 | 1 | 1 | 0.46908 | 223.3602 | 223.3602 | 23.4539 | 16.2515 | 9.7834 | 12.9006 | 12.9006 | 3629.9278 | 23.4539 | 0 | 3248.7678 | 381.16 | 0 | 302.5691 | 0 | 0 | 199.9063 | 0 | 0 | 3248.7678 | 381.16 | 0 | 302.5691 | 0 | 0 | 0.46908 | 0.63523
2018-09-13 13:00 | 9 | 13 | 5 | 1 | 1 | 0.59427 | 217.334 | 217.334 | 29.7133 | 16.2515 | 9.7834 | 12.9006 | 12.9006 | 3531.9933 | 29.7133 | 0 | 3049.1081 | 482.8852 | 0 | 383.3197 | 0 | 0 | 187.6206 | 0 | 0 | 3049.1081 | 482.8852 | 0 | 383.3197 | 0 | 0 | 0.59427 | 0.57344
2018-09-13 14:00 | 9 | 14 | 5 | 1 | 1 | 0.54977 | 204.3271 | 204.3271 | 27.4885 | 16.2515 | 9.7834 | 12.9006 | 12.9006 | 3320.6131 | 27.4885 | 0 | 2873.8849 | 446.7282 | 0 | 354.6178 | 0 | 0 | 176.8386 | 0 | 0 | 2873.8849 | 446.7282 | 0 | 354.6178 | 0 | 0 | 0.54977 | 0.50754
2018-09-13 15:00 | 9 | 15 | 5 | 1 | 1 | 0.45513 | 188.0545 | 188.0545 | 22.7564 | 16.2515 | 9.7834 | 12.9006 | 12.9006 | 3056.1591 | 22.7564 | 0 | 2686.3345 | 369.8246 | 0 | 293.5709 | 0 | 0 | 165.2981 | 0 | 0 | 2686.3345 | 369.8246 | 0 | 293.5709 | 0 | 0 | 0.45513 | 0.4271
2018-09-13 16:00 | 9 | 16 | 5 | 1 | 1 | 0.30365 | 165.366 | 165.366 | 15.1823 | 16.2515 | 9.7834 | 12.9006 | 12.9006 | 2687.4391 | 15.1823 | 0 | 2440.7046 | 246.7345 | 0 | 195.8606 | 0 | 0 | 150.1837 | 0 | 0 | 2440.7046 | 246.7345 | 0 | 195.8606 | 0 | 0 | 0.30365 | 0.30315
2018-09-13 17:00 | 9 | 17 | 5 | 1 | 1 | 0.12118 | 141.0293 | 141.0293 | 6.0591 | 16.2515 | 9.7834 | 12.9006 | 12.9006 | 2291.9312 | 6.0591 | 0 | 2193.462 | 98.4692 | 0 | 78.166 | 0 | 0 | 134.9702 | 0 | 0 | 2193.462 | 98.4692 | 0 | 78.166 | 0 | 0 | 0.12118 | 0.12231
2018-09-13 18:00 | 9 | 18 | 5 | 1 | 1 | 0.0026744 | 116.2573 | 116.2573 | 0.13372 | 16.2515 | 9.7834 | 12.9006 | 12.9006 | 1889.3509 | 0.13372 | 0 | 1887.1777 | 2.1731 | 0 | 1.7251 | 0 | 0 | 116.1236 | 0 | 0 | 1887.1777 | 2.1731 | 0 | 1.7251 | 0 | 0 | 0.0026744 | 0.0034173
2018-09-13 19:00 | 9 | 19 | 5 | 1 | 0 | 0 | 116.2953 | 116.2953 | 0 | 16.2515 | 9.7834 | 12.9006 | 12.9006 | 1889.9681 | 0 | 0 | 1889.9681 | 0 | 0 | 0 | 0 | 0 | 116.2953 | 0 | 0 | 1889.9681 | 0 | 0 | 0 | 0 | 0 | 0 | 0
2018-09-13 20:00 | 9 | 20 | 5 | 1 | 0 | 0 | 94.5879 | 94.5879 | 0 | 16.2515 | 9.7834 | 12.9006 | 12.9006 | 1537.1917 | 0 | 0 | 1537.1917 | 0 | 0 | 0 | 0 | 0 | 94.5879 | 0 | 0 | 1537.1917 | 0 | 0 | 0 | 0 | 0 | 0 | 0
2018-09-13 21:00 | 9 | 21 | 5 | 1 | 0 | 0 | 82.3537 | 82.3537 | 0 | 16.2515 | 9.7834 | 12.9006 | 12.9006 | 1338.3674 | 0 | 0 | 1338.3674 | 0 | 0 | 0 | 0 | 0 | 82.3537 | 0 | 0 | 1338.3674 | 0 | 0 | 0 | 0 | 0 | 0 | 0
2018-09-13 22:00 | 9 | 22 | 5 | 1 | 0 | 0 | 78.0875 | 78.0875 | 0 | 16.2515 | 9.7834 | 12.9006 | 12.9006 | 1269.0361 | 0 | 0 | 1269.0361 | 0 | 0 | 0 | 0 | 0 | 78.0875 | 0 | 0 | 1269.0361 | 0 | 0 | 0 | 0 | 0 | 0 | 0
2018-09-13 23:00 | 9 | 23 | 5 | 1 | 0 | 0 | 77.0992 | 77.0992 | 0 | 16.2515 | 9.7834 | 12.9006 | 12.9006 | 1252.9747 | 0 | 0 | 1252.9747 | 0 | 0 | 0 | 0 | 0 | 77.0992 | 0 | 0 | 1252.9747 | 0 | 0 | 0 | 0 | 0 | 0 | 0
2018-09-14 | 9 | 0 | 6 | 1 | 0 | 0 | 77.8425 | 77.8425 | 0 | 16.2515 | 9.7834 | 12.9006 | 12.9006 | 1265.0536 | 0 | 0 | 1265.0536 | 0 | 0 | 0 | 0 | 0 | 77.8425 | 0 | 0 | 1265.0536 | 0 | 0 | 0 | 0 | 0 | 0 | 0
2018-09-14 01:00 | 9 | 1 | 6 | 1 | 0 | 0 | 78.031 | 78.031 | 0 | 16.2515 | 9.7834 | 12.9006 | 12.9006 | 1268.1175 | 0 | 0 | 1268.1175 | 0 | 0 | 0 | 0 | 0 | 78.031 | 0 | 0 | 1268.1175 | 0 | 0 | 0 | 0 | 0 | 0 | 0
2018-09-14 02:00 | 9 | 2 | 6 | 1 | 0 | 0 | 79.6756 | 79.6756 | 0 | 16.2515 | 9.7834 | 12.9006 | 12.9006 | 1294.8442 | 0 | 0 | 1294.8442 | 0 | 0 | 0 | 0 | 0 | 79.6756 | 0 | 0 | 1294.8442 | 0 | 0 | 0 | 0 | 0 | 0 | 0
2018-09-14 03:00 | 9 | 3 | 6 | 1 | 0 | 0 | 87.8207 | 87.8207 | 0 | 16.2515 | 9.7834 | 12.9006 | 12.9006 | 1427.2137 | 0 | 0 | 1427.2137 | 0 | 0 | 0 | 0 | 0 | 87.8207 | 0 | 0 | 1427.2137 | 0 | 0 | 0 | 0 | 0 | 0 | 0
2018-09-14 04:00 | 9 | 4 | 6 | 1 | 0 | 0 | 100.2007 | 100.2007 | 0 | 16.2515 | 9.7834 | 12.9006 | 12.9006 | 1628.4066 | 0 | 0 | 1628.4066 | 0 | 0 | 0 | 0 | 0 | 100.2007 | 0 | 0 | 1628.4066 | 0 | 0 | 0 | 0 | 0 | 0 | 0
2018-09-14 05:00 | 9 | 5 | 6 | 1 | 0 | 0 | 131.6676 | 131.6676 | 0 | 16.2515 | 9.7834 | 12.9006 | 12.9006 | 2139.7895 | 0 | 0 | 2139.7895 | 0 | 0 | 0 | 0 | 0 | 131.6676 | 0 | 0 | 2139.7895 | 0 | 0 | 0 | 0 | 0 | 0 | 0
2018-09-14 06:00 | 9 | 6 | 6 | 1 | 0 | 0.0044992 | 140.5179 | 140.5179 | 0.22496 | 16.2515 | 9.7834 | 12.9006 | 12.9006 | 2283.6202 | 0.22496 | 0 | 2279.9643 | 3.656 | 0 | 2.9021 | 0 | 0 | 140.2929 | 0 | 0 | 2279.9643 | 3.656 | 0 | 2.9021 | 0 | 0 | 0.0044992 | 0.0044243
2018-09-14 07:00 | 9 | 7 | 6 | 1 | 0 | 0.13497 | 149.5237 | 149.5237 | 6.7487 | 16.2515 | 9.7834 | 12.9006 | 12.9006 | 2429.9774 | 6.7487 | 0 | 2320.302 | 109.6754 | 0 | 87.0616 | 0 | 0 | 142.775 | 0 | 0 | 2320.302 | 109.6754 | 0 | 87.0616 | 0 | 0 | 0.13497 | 0.14016
2018-09-14 08:00 | 9 | 8 | 6 | 1 | 0 | 0.2947 | 173.7695 | 173.7695 | 14.735 | 16.2515 | 9.7834 | 12.9006 | 12.9006 | 2824.0081 | 14.735 | 0 | 2584.5429 | 239.4652 | 0 | 190.0902 | 0 | 0 | 159.0345 | 0 | 0 | 2584.5429 | 239.4652 | 0 | 190.0902 | 0 | 0 | 0.2947 | 0.33129
2018-09-14 09:00 | 9 | 9 | 6 | 1 | 0 | 0.46996 | 198.6816 | 198.6816 | 23.4982 | 16.2515 | 9.7834 | 12.9006 | 12.9006 | 3228.8646 | 23.4982 | 0 | 2846.9854 | 381.8792 | 0 | 303.14 | 0 | 0 | 175.1834 | 0 | 0 | 2846.9854 | 381.8792 | 0 | 303.14 | 0 | 0 | 0.46996 | 0.49922
2018-09-14 10:00 | 9 | 10 | 6 | 1 | 0 | 0.53329 | 216.8433 | 216.8433 | 26.6647 | 16.2515 | 9.7834 | 12.9006 | 12.9006 | 3524.0192 | 26.6647 | 0 | 3090.6782 | 433.341 | 0 | 343.991 | 0 | 0 | 190.1785 | 0 | 0 | 3090.6782 | 433.341 | 0 | 343.991 | 0 | 0 | 0.53329 | 0.60217
2018-09-14 11:00 | 9 | 11 | 6 | 1 | 1 | 0.62778 | 228.0167 | 228.0167 | 31.3892 | 16.2515 | 9.7834 | 12.9006 | 12.9006 | 3705.6041 | 31.3892 | 0 | 3195.4838 | 510.1202 | 0 | 404.9391 | 0 | 0 | 196.6275 | 0 | 0 | 3195.4838 | 510.1202 | 0 | 404.9391 | 0 | 0 | 0.62778 | 0.52033
2018-09-14 12:00 | 9 | 12 | 6 | 1 | 1 | 0.64557 | 229.6111 | 229.6111 | 32.2786 | 16.2515 | 9.7834 | 12.9006 | 12.9006 | 3731.5141 | 32.2786 | 0 | 3206.9399 | 524.5743 | 0 | 416.4129 | 0 | 0 | 197.3325 | 0 | 0 | 3206.9399 | 524.5743 | 0 | 416.4129 | 0 | 0 | 0.64557 | 0.71609
2018-09-14 13:00 | 9 | 13 | 6 | 1 | 1 | 0.61785 | 223.0956 | 223.0956 | 30.8925 | 16.2515 | 9.7834 | 12.9006 | 12.9006 | 3625.6288 | 30.8925 | 0 | 3123.5815 | 502.0473 | 0 | 398.5308 | 0 | 0 | 192.2032 | 0 | 0 | 3123.5815 | 502.0473 | 0 | 398.5308 | 0 | 0 | 0.61785 | 0.68163
2018-09-14 14:00 | 9 | 14 | 6 | 1 | 1 | 0.55206 | 206.9354 | 206.9354 | 27.6032 | 16.2515 | 9.7834 | 12.9006 | 12.9006 | 3363.0021 | 27.6032 | 0 | 2914.4099 | 448.5922 | 0 | 356.0975 | 0 | 0 | 179.3322 | 0 | 0 | 2914.4099 | 448.5922 | 0 | 356.0975 | 0 | 0 | 0.55206 | 0.61077
2018-09-14 15:00 | 9 | 15 | 6 | 1 | 1 | 0.44413 | 184.7272 | 184.7272 | 22.2066 | 16.2515 | 9.7834 | 12.9006 | 12.9006 | 3002.0867 | 22.2066 | 0 | 2641.1979 | 360.8888 | 0 | 286.4776 | 0 | 0 | 162.5207 | 0 | 0 | 2641.1979 | 360.8888 | 0 | 286.4776 | 0 | 0 | 0.44413 | 0.33958
2018-09-14 16:00 | 9 | 16 | 6 | 1 | 1 | 0.29435 | 155.7508 | 155.7508 | 14.7173 | 16.2515 | 9.7834 | 12.9006 | 12.9006 | 2531.1778 | 14.7173 | 0 | 2292.0003 | 239.1776 | 0 | 189.8618 | 0 | 0 | 141.0335 | 0 | 0 | 2292.0003 | 239.1776 | 0 | 189.8618 | 0 | 0 | 0.29435 | 0.3271
2018-09-14 17:00 | 9 | 17 | 6 | 1 | 1 | 0.1202 | 127.9318 | 127.9318 | 6.0101 | 16.2515 | 9.7834 | 12.9006 | 12.9006 | 2079.0779 | 6.0101 | 0 | 1981.405 | 97.6729 | 0 | 77.5338 | 0 | 0 | 121.9217 | 0 | 0 | 1981.405 | 97.6729 | 0 | 77.5338 | 0 | 0 | 0.1202 | 0.13148
2018-09-14 18:00 | 9 | 18 | 6 | 1 | 1 | 0.0028879 | 105.3211 | 105.3211 | 0.1444 | 16.2515 | 9.7834 | 12.9006 | 12.9006 | 1711.6218 | 0.1444 | 0 | 1709.2752 | 2.3466 | 0 | 1.8628 | 0 | 0 | 105.1767 | 0 | 0 | 1709.2752 | 2.3466 | 0 | 1.8628 | 0 | 0 | 0.0028879 | 0.0033233
2018-09-14 19:00 | 9 | 19 | 6 | 1 | 0 | 0 | 106.5336 | 106.5336 | 0 | 16.2515 | 9.7834 | 12.9006 | 12.9006 | 1731.3262 | 0 | 0 | 1731.3262 | 0 | 0 | 0 | 0 | 0 | 106.5336 | 0 | 0 | 1731.3262 | 0 | 0 | 0 | 0 | 0 | 0 | 0
2018-09-14 20:00 | 9 | 20 | 6 | 1 | 0 | 0 | 88.5094 | 88.5094 | 0 | 16.2515 | 9.7834 | 12.9006 | 12.9006 | 1438.4063 | 0 | 0 | 1438.4063 | 0 | 0 | 0 | 0 | 0 | 88.5094 | 0 | 0 | 1438.4063 | 0 | 0 | 0 | 0 | 0 | 0 | 0
2018-09-14 21:00 | 9 | 21 | 6 | 1 | 0 | 0 | 78.4871 | 78.4871 | 0 | 16.2515 | 9.7834 | 12.9006 | 12.9006 | 1275.5298 | 0 | 0 | 1275.5298 | 0 | 0 | 0 | 0 | 0 | 78.4871 | 0 | 0 | 1275.5298 | 0 | 0 | 0 | 0 | 0 | 0 | 0
2018-09-14 22:00 | 9 | 22 | 6 | 1 | 0 | 0 | 74.0173 | 74.0173 | 0 | 16.2515 | 9.7834 | 12.9006 | 12.9006 | 1202.8897 | 0 | 0 | 1202.8897 | 0 | 0 | 0 | 0 | 0 | 74.0173 | 0 | 0 | 1202.8897 | 0 | 0 | 0 | 0 | 0 | 0 | 0
2018-09-14 23:00 | 9 | 23 | 6 | 1 | 0 | 0 | 73.2121 | 73.2121 | 0 | 16.2515 | 9.7834 | 12.9006 | 12.9006 | 1189.8035 | 0 | 0 | 1189.8035 | 0 | 0 | 0 | 0 | 0 | 73.2121 | 0 | 0 | 1189.8035 | 0 | 0 | 0 | 0 | 0 | 0 | 0
2018-09-15 | 9 | 0 | 7 | 1 | 0 | 0 | 64.2833 | 64.2833 | 0 | 16.2515 | 9.7834 | 12.9006 | 12.9006 | 1044.6979 | 0 | 0 | 1044.6979 | 0 | 0 | 0 | 0 | 0 | 64.2833 | 0 | 0 | 1044.6979 | 0 | 0 | 0 | 0 | 0 | 0 | 0
2018-09-15 01:00 | 9 | 1 | 7 | 1 | 0 | 0 | 60.1933 | 60.1933 | 0 | 16.2515 | 9.7834 | 12.9006 | 12.9006 | 978.2284 | 0 | 0 | 978.2284 | 0 | 0 | 0 | 0 | 0 | 60.1933 | 0 | 0 | 978.2284 | 0 | 0 | 0 | 0 | 0 | 0 | 0
2018-09-15 02:00 | 9 | 2 | 7 | 1 | 0 | 0 | 58.8646 | 58.8646 | 0 | 16.2515 | 9.7834 | 12.9006 | 12.9006 | 956.6356 | 0 | 0 | 956.6356 | 0 | 0 | 0 | 0 | 0 | 58.8646 | 0 | 0 | 956.6356 | 0 | 0 | 0 | 0 | 0 | 0 | 0
2018-09-15 03:00 | 9 | 3 | 7 | 1 | 0 | 0 | 58.0668 | 58.0668 | 0 | 16.2515 | 9.7834 | 12.9006 | 12.9006 | 943.6699 | 0 | 0 | 943.6699 | 0 | 0 | 0 | 0 | 0 | 58.0668 | 0 | 0 | 943.6699 | 0 | 0 | 0 | 0 | 0 | 0 | 0
2018-09-15 04:00 | 9 | 4 | 7 | 1 | 0 | 0 | 57.2091 | 57.2091 | 0 | 16.2515 | 9.7834 | 12.9006 | 12.9006 | 929.7304 | 0 | 0 | 929.7304 | 0 | 0 | 0 | 0 | 0 | 57.2091 | 0 | 0 | 929.7304 | 0 | 0 | 0 | 0 | 0 | 0 | 0
2018-09-15 05:00 | 9 | 5 | 7 | 1 | 0 | 0 | 71.901 | 71.901 | 0 | 16.2515 | 9.7834 | 12.9006 | 12.9006 | 1168.4953 | 0 | 0 | 1168.4953 | 0 | 0 | 0 | 0 | 0 | 71.901 | 0 | 0 | 1168.4953 | 0 | 0 | 0 | 0 | 0 | 0 | 0
2018-09-15 06:00 | 9 | 6 | 7 | 1 | 0 | 0.0025315 | 63.1776 | 63.1776 | 0.12658 | 16.2515 | 9.7834 | 12.9006 | 12.9006 | 1026.7287 | 0.12658 | 0 | 1024.6717 | 2.057 | 0 | 1.6329 | 0 | 0 | 63.0511 | 0 | 0 | 1024.6717 | 2.057 | 0 | 1.6329 | 0 | 0 | 0.0025315 | 0.0035707
2018-09-15 07:00 | 9 | 7 | 7 | 1 | 0 | 0.11438 | 52.6506 | 52.6506 | 5.7188 | 16.2515 | 9.7834 | 12.9006 | 12.9006 | 855.6493 | 5.7188 | 0 | 762.7105 | 92.9388 | 0 | 73.7759 | 0 | 0 | 46.9318 | 0 | 0 | 762.7105 | 92.9388 | 0 | 73.7759 | 0 | 0 | 0.11438 | 0.12969
2018-09-15 08:00 | 9 | 8 | 7 | 1 | 0 | 0.28136 | 52.8809 | 52.8809 | 14.0681 | 16.2515 | 9.7834 | 12.9006 | 12.9006 | 859.3917 | 14.0681 | 0 | 630.7638 | 228.6279 | 0 | 181.4874 | 0 | 0 | 38.8128 | 0 | 0 | 630.7638 | 228.6279 | 0 | 181.4874 | 0 | 0 | 0.28136 | 0.32088
2018-09-15 09:00 | 9 | 9 | 7 | 1 | 0 | 0.4227 | 55.6047 | 55.6047 | 21.1351 | 16.2515 | 9.7834 | 12.9006 | 12.9006 | 903.6582 | 21.1351 | 0 | 560.1812 | 343.477 | 0 | 272.6559 | 0 | 0 | 34.4696 | 0 | 0 | 560.1812 | 343.477 | 0 | 272.6559 | 0 | 0 | 0.4227 | 0.34755
2018-09-15 10:00 | 9 | 10 | 7 | 1 | 0 | 0.53128 | 61.1206 | 61.1206 | 26.5642 | 16.2515 | 9.7834 | 12.9006 | 12.9006 | 993.2981 | 26.5642 | 0 | 561.5911 | 431.7069 | 0 | 342.6938 | 0 | 0 | 34.5564 | 0 | 0 | 561.5911 | 431.7069 | 0 | 342.6938 | 0 | 0 | 0.53128 | 0.42901
2018-09-15 11:00 | 9 | 11 | 7 | 1 | 1 | 0.59708 | 63.2185 | 63.2185 | 29.854 | 16.2515 | 9.7834 | 12.9006 | 12.9006 | 1027.3924 | 29.854 | 0 | 542.2222 | 485.1702 | 0 | 385.1335 | 0 | 0 | 33.3645 | 0 | 0 | 542.2222 | 485.1702 | 0 | 385.1335 | 0 | 0 | 0.59708 | 0.52954
2018-09-15 12:00 | 9 | 12 | 7 | 1 | 1 | 0.60927 | 65.5702 | 65.5702 | 30.4633 | 16.2515 | 9.7834 | 12.9006 | 12.9006 | 1065.6117 | 30.4633 | 0 | 570.5379 | 495.0738 | 0 | 392.9951 | 0 | 0 | 35.1069 | 0 | 0 | 570.5379 | 495.0738 | 0 | 392.9951 | 0 | 0 | 0.60927 | 0.58979
2018-09-15 13:00 | 9 | 13 | 7 | 1 | 1 | 0.57384 | 70.1118 | 70.1118 | 28.6919 | 16.2515 | 9.7834 | 12.9006 | 12.9006 | 1139.4196 | 28.6919 | 0 | 673.1352 | 466.2844 | 0 | 370.1417 | 0 | 0 | 41.42 | 0 | 0 | 673.1352 | 466.2844 | 0 | 370.1417 | 0 | 0 | 0.57384 | 0.62095
2018-09-15 14:00 | 9 | 14 | 7 | 1 | 1 | 0.50857 | 72.2079 | 72.2079 | 25.4286 | 16.2515 | 9.7834 | 12.9006 | 12.9006 | 1173.4829 | 25.4286 | 0 | 760.2311 | 413.2518 | 0 | 328.0439 | 0 | 0 | 46.7793 | 0 | 0 | 760.2311 | 413.2518 | 0 | 328.0439 | 0 | 0 | 0.50857 | 0.57908
2018-09-15 15:00 | 9 | 15 | 7 | 1 | 1 | 0.40253 | 73.9592 | 73.9592 | 20.1263 | 16.2515 | 9.7834 | 12.9006 | 12.9006 | 1201.9444 | 20.1263 | 0 | 874.8627 | 327.0817 | 0 | 259.6411 | 0 | 0 | 53.8329 | 0 | 0 | 874.8627 | 327.0817 | 0 | 259.6411 | 0 | 0 | 0.40253 | 0.4646
2018-09-15 16:00 | 9 | 16 | 7 | 1 | 1 | 0.26336 | 76.1862 | 76.1862 | 13.1678 | 16.2515 | 9.7834 | 12.9006 | 12.9006 | 1238.1371 | 13.1678 | 0 | 1024.1403 | 213.9967 | 0 | 169.873 | 0 | 0 | 63.0184 | 0 | 0 | 1024.1403 | 213.9967 | 0 | 169.873 | 0 | 0 | 0.26336 | 0.30916
2018-09-15 17:00 | 9 | 17 | 7 | 1 | 1 | 0.10282 | 73.4765 | 73.4765 | 5.1408 | 16.2515 | 9.7834 | 12.9006 | 12.9006 | 1194.0999 | 5.1408 | 0 | 1110.5544 | 83.5455 | 0 | 66.3193 | 0 | 0 | 68.3357 | 0 | 0 | 1110.5544 | 83.5455 | 0 | 66.3193 | 0 | 0 | 0.10282 | 0.12308
2018-09-15 18:00 | 9 | 18 | 7 | 1 | 1 | 0.00093824 | 71.9304 | 71.9304 | 0.046912 | 16.2515 | 9.7834 | 12.9006 | 12.9006 | 1168.9745 | 0.046912 | 0 | 1168.2122 | 0.76239 | 0 | 0.60519 | 0 | 0 | 71.8835 | 0 | 0 | 1168.2122 | 0.76239 | 0 | 0.60519 | 0 | 0 | 0.00093824 | 0.002262
2018-09-15 19:00 | 9 | 19 | 7 | 1 | 0 | 0 | 87.8766 | 87.8766 | 0 | 16.2515 | 9.7834 | 12.9006 | 12.9006 | 1428.1234 | 0 | 0 | 1428.1234 | 0 | 0 | 0 | 0 | 0 | 87.8766 | 0 | 0 | 1428.1234 | 0 | 0 | 0 | 0 | 0 | 0 | 0
2018-09-15 20:00 | 9 | 20 | 7 | 1 | 0 | 0 | 76.7968 | 76.7968 | 0 | 16.2515 | 9.7834 | 12.9006 | 12.9006 | 1248.0601 | 0 | 0 | 1248.0601 | 0 | 0 | 0 | 0 | 0 | 76.7968 | 0 | 0 | 1248.0601 | 0 | 0 | 0 | 0 | 0 | 0 | 0
2018-09-15 21:00 | 9 | 21 | 7 | 1 | 0 | 0 | 71.4794 | 71.4794 | 0 | 16.2515 | 9.7834 | 12.9006 | 12.9006 | 1161.6438 | 0 | 0 | 1161.6438 | 0 | 0 | 0 | 0 | 0 | 71.4794 | 0 | 0 | 1161.6438 | 0 | 0 | 0 | 0 | 0 | 0 | 0
2018-09-15 22:00 | 9 | 22 | 7 | 1 | 0 | 0 | 69.2924 | 69.2924 | 0 | 16.2515 | 9.7834 | 12.9006 | 12.9006 | 1126.1021 | 0 | 0 | 1126.1021 | 0 | 0 | 0 | 0 | 0 | 69.2924 | 0 | 0 | 1126.1021 | 0 | 0 | 0 | 0 | 0 | 0 | 0
2018-09-15 23:00 | 9 | 23 | 7 | 1 | 0 | 0 | 65.5313 | 65.5313 | 0 | 16.2515 | 9.7834 | 12.9006 | 12.9006 | 1064.9792 | 0 | 0 | 1064.9792 | 0 | 0 | 0 | 0 | 0 | 65.5313 | 0 | 0 | 1064.9792 | 0 | 0 | 0 | 0 | 0 | 0 | 0
2018-09-16 | 9 | 0 | 1 | 1 | 0 | 0 | 59.2327 | 59.2327 | 0 | 16.2515 | 9.7834 | 12.9006 | 12.9006 | 962.6169 | 0 | 0 | 962.6169 | 0 | 0 | 0 | 0 | 0 | 59.2327 | 0 | 0 | 962.6169 | 0 | 0 | 0 | 0 | 0 | 0 | 0
2018-09-16 01:00 | 9 | 1 | 1 | 1 | 0 | 0 | 58.1874 | 58.1874 | 0 | 16.2515 | 9.7834 | 12.9006 | 12.9006 | 945.6304 | 0 | 0 | 945.6304 | 0 | 0 | 0 | 0 | 0 | 58.1874 | 0 | 0 | 945.6304 | 0 | 0 | 0 | 0 | 0 | 0 | 0
2018-09-16 02:00 | 9 | 2 | 1 | 1 | 0 | 0 | 56.6626 | 56.6626 | 0 | 16.2515 | 9.7834 | 12.9006 | 12.9006 | 920.849 | 0 | 0 | 920.849 | 0 | 0 | 0 | 0 | 0 | 56.6626 | 0 | 0 | 920.849 | 0 | 0 | 0 | 0 | 0 | 0 | 0
2018-09-16 03:00 | 9 | 3 | 1 | 1 | 0 | 0 | 57.0103 | 57.0103 | 0 | 16.2515 | 9.7834 | 12.9006 | 12.9006 | 926.5009 | 0 | 0 | 926.5009 | 0 | 0 | 0 | 0 | 0 | 57.0103 | 0 | 0 | 926.5009 | 0 | 0 | 0 | 0 | 0 | 0 | 0
2018-09-16 04:00 | 9 | 4 | 1 | 1 | 0 | 0 | 58.3473 | 58.3473 | 0 | 16.2515 | 9.7834 | 12.9006 | 12.9006 | 948.229 | 0 | 0 | 948.229 | 0 | 0 | 0 | 0 | 0 | 58.3473 | 0 | 0 | 948.229 | 0 | 0 | 0 | 0 | 0 | 0 | 0
2018-09-16 05:00 | 9 | 5 | 1 | 1 | 0 | 0 | 76.2249 | 76.2249 | 0 | 16.2515 | 9.7834 | 12.9006 | 12.9006 | 1238.7664 | 0 | 0 | 1238.7664 | 0 | 0 | 0 | 0 | 0 | 76.2249 | 0 | 0 | 1238.7664 | 0 | 0 | 0 | 0 | 0 | 0 | 0
2018-09-16 06:00 | 9 | 6 | 1 | 1 | 0 | 0.00062605 | 65.9478 | 65.9478 | 0.031302 | 16.2515 | 9.7834 | 12.9006 | 12.9006 | 1071.7472 | 0.031302 | 0 | 1071.2385 | 0.50871 | 0 | 0.40382 | 0 | 0 | 65.9165 | 0 | 0 | 1071.2385 | 0.50871 | 0 | 0.40382 | 0 | 0 | 0.00062605 | 0.0027967
2018-09-16 07:00 | 9 | 7 | 1 | 1 | 0 | 0.10722 | 54.4987 | 54.4987 | 5.3612 | 16.2515 | 9.7834 | 12.9006 | 12.9006 | 885.6834 | 5.3612 | 0 | 798.5561 | 87.1273 | 0 | 69.1626 | 0 | 0 | 49.1375 | 0 | 0 | 798.5561 | 87.1273 | 0 | 69.1626 | 0 | 0 | 0.10722 | 0.087882
2018-09-16 08:00 | 9 | 8 | 1 | 1 | 0 | 0.27552 | 53.0729 | 53.0729 | 13.7759 | 16.2515 | 9.7834 | 12.9006 | 12.9006 | 862.5115 | 13.7759 | 0 | 638.6322 | 223.8793 | 0 | 177.7179 | 0 | 0 | 39.2969 | 0 | 0 | 638.6322 | 223.8793 | 0 | 177.7179 | 0 | 0 | 0.27552 | 0.21358
2018-09-16 09:00 | 9 | 9 | 1 | 1 | 0 | 0.41552 | 57.0074 | 57.0074 | 20.776 | 16.2515 | 9.7834 | 12.9006 | 12.9006 | 926.4531 | 20.776 | 0 | 588.8121 | 337.6411 | 0 | 268.0233 | 0 | 0 | 36.2313 | 0 | 0 | 588.8121 | 337.6411 | 0 | 268.0233 | 0 | 0 | 0.41552 | 0.39664
2018-09-16 10:00 | 9 | 10 | 1 | 1 | 0 | 0.51801 | 58.2669 | 58.2669 | 25.9005 | 16.2515 | 9.7834 | 12.9006 | 12.9006 | 946.9213 | 25.9005 | 0 | 526.0004 | 420.9208 | 0 | 334.1317 | 0 | 0 | 32.3664 | 0 | 0 | 526.0004 | 420.9208 | 0 | 334.1317 | 0 | 0 | 0.51801 | 0.55932
2018-09-16 11:00 | 9 | 11 | 1 | 1 | 1 | 0.58469 | 57.5564 | 57.5564 | 29.2345 | 16.2515 | 9.7834 | 12.9006 | 12.9006 | 935.3746 | 29.2345 | 0 | 460.2714 | 475.1032 | 0 | 377.1422 | 0 | 0 | 28.3219 | 0 | 0 | 460.2714 | 475.1032 | 0 | 377.1422 | 0 | 0 | 0.58469 | 0.50395
2018-09-16 12:00 | 9 | 12 | 1 | 1 | 1 | 0.60053 | 64.2485 | 64.2485 | 30.0264 | 16.2515 | 9.7834 | 12.9006 | 12.9006 | 1044.1312 | 30.0264 | 0 | 556.1585 | 487.9727 | 0 | 387.3582 | 0 | 0 | 34.2221 | 0 | 0 | 556.1585 | 487.9727 | 0 | 387.3582 | 0 | 0 | 0.60053 | 0.66386
2018-09-16 13:00 | 9 | 13 | 1 | 1 | 1 | 0.56956 | 65.8363 | 65.8363 | 28.4778 | 16.2515 | 9.7834 | 12.9006 | 12.9006 | 1069.9363 | 28.4778 | 0 | 607.1306 | 462.8057 | 0 | 367.3804 | 0 | 0 | 37.3585 | 0 | 0 | 607.1306 | 462.8057 | 0 | 367.3804 | 0 | 0 | 0.56956 | 0.69556
2018-09-16 14:00 | 9 | 14 | 1 | 1 | 1 | 0.50109 | 64.9395 | 64.9395 | 25.0545 | 16.2515 | 9.7834 | 12.9006 | 12.9006 | 1055.3616 | 25.0545 | 0 | 648.1895 | 407.1721 | 0 | 323.2178 | 0 | 0 | 39.885 | 0 | 0 | 648.1895 | 407.1721 | 0 | 323.2178 | 0 | 0 | 0.50109 | 0.62216
2018-09-16 15:00 | 9 | 15 | 1 | 1 | 1 | 0.39409 | 69.3241 | 69.3241 | 19.7046 | 16.2515 | 9.7834 | 12.9006 | 12.9006 | 1126.617 | 19.7046 | 0 | 806.3885 | 320.2284 | 0 | 254.2009 | 0 | 0 | 49.6195 | 0 | 0 | 806.3885 | 320.2284 | 0 | 254.2009 | 0 | 0 | 0.39409 | 0.4983
2018-09-16 16:00 | 9 | 16 | 1 | 1 | 1 | 0.25521 | 68.1401 | 68.1401 | 12.7606 | 16.2515 | 9.7834 | 12.9006 | 12.9006 | 1107.3766 | 12.7606 | 0 | 899.999 | 207.3775 | 0 | 164.6186 | 0 | 0 | 55.3796 | 0 | 0 | 899.999 | 207.3775 | 0 | 164.6186 | 0 | 0 | 0.25521 | 0.33246
2018-09-16 17:00 | 9 | 17 | 1 | 1 | 1 | 0.098267 | 63.8285 | 63.8285 | 4.9134 | 16.2515 | 9.7834 | 12.9006 | 12.9006 | 1037.306 | 4.9134 | 0 | 957.4567 | 79.8493 | 0 | 63.3852 | 0 | 0 | 58.9151 | 0 | 0 | 957.4567 | 79.8493 | 0 | 63.3852 | 0 | 0 | 0.098267 | 0.13136
2018-09-16 18:00 | 9 | 18 | 1 | 1 | 1 | 0 | 66.8656 | 66.8656 | 0 | 16.2515 | 9.7834 | 12.9006 | 12.9006 | 1086.6641 | 0 | 0 | 1086.6641 | 0 | 0 | 0 | 0 | 0 | 66.8656 | 0 | 0 | 1086.6641 | 0 | 0 | 0 | 0 | 0 | 0 | 0.0016977
2018-09-16 19:00 | 9 | 19 | 1 | 1 | 0 | 0 | 80.8947 | 80.8947 | 0 | 16.2515 | 9.7834 | 12.9006 | 12.9006 | 1314.6568 | 0 | 0 | 1314.6568 | 0 | 0 | 0 | 0 | 0 | 80.8947 | 0 | 0 | 1314.6568 | 0 | 0 | 0 | 0 | 0 | 0 | 0
2018-09-16 20:00 | 9 | 20 | 1 | 1 | 0 | 0 | 67.1215 | 67.1215 | 0 | 16.2515 | 9.7834 | 12.9006 | 12.9006 | 1090.8217 | 0 | 0 | 1090.8217 | 0 | 0 | 0 | 0 | 0 | 67.1215 | 0 | 0 | 1090.8217 | 0 | 0 | 0 | 0 | 0 | 0 | 0
2018-09-16 21:00 | 9 | 21 | 1 | 1 | 0 | 0 | 63.7178 | 63.7178 | 0 | 16.2515 | 9.7834 | 12.9006 | 12.9006 | 1035.5075 | 0 | 0 | 1035.5075 | 0 | 0 | 0 | 0 | 0 | 63.7178 | 0 | 0 | 1035.5075 | 0 | 0 | 0 | 0 | 0 | 0 | 0
2018-09-16 22:00 | 9 | 22 | 1 | 1 | 0 | 0 | 62.6035 | 62.6035 | 0 | 16.2515 | 9.7834 | 12.9006 | 12.9006 | 1017.3983 | 0 | 0 | 1017.3983 | 0 | 0 | 0 | 0 | 0 | 62.6035 | 0 | 0 | 1017.3983 | 0 | 0 | 0 | 0 | 0 | 0 | 0
2018-09-16 23:00 | 9 | 23 | 1 | 1 | 0 | 0 | 60.7403 | 60.7403 | 0 | 16.2515 | 9.7834 | 12.9006 | 12.9006 | 987.119 | 0 | 0 | 987.119 | 0 | 0 | 0 | 0 | 0 | 60.7403 | 0 | 0 | 987.119 | 0 | 0 | 0 | 0 | 0 | 0 | 0
2018-09-17 | 9 | 0 | 2 | 1 | 0 | 0 | 72.0801 | 72.0801 | 0 | 16.2515 | 9.7834 | 12.9006 | 12.9006 | 1171.4069 | 0 | 0 | 1171.4069 | 0 | 0 | 0 | 0 | 0 | 72.0801 | 0 | 0 | 1171.4069 | 0 | 0 | 0 | 0 | 0 | 0 | 0
2018-09-17 01:00 | 9 | 1 | 2 | 1 | 0 | 0 | 77.0168 | 77.0168 | 0 | 16.2515 | 9.7834 | 12.9006 | 12.9006 | 1251.6345 | 0 | 0 | 1251.6345 | 0 | 0 | 0 | 0 | 0 | 77.0168 | 0 | 0 | 1251.6345 | 0 | 0 | 0 | 0 | 0 | 0 | 0
2018-09-17 02:00 | 9 | 2 | 2 | 1 | 0 | 0 | 79.0336 | 79.0336 | 0 | 16.2515 | 9.7834 | 12.9006 | 12.9006 | 1284.4115 | 0 | 0 | 1284.4115 | 0 | 0 | 0 | 0 | 0 | 79.0336 | 0 | 0 | 1284.4115 | 0 | 0 | 0 | 0 | 0 | 0 | 0
2018-09-17 03:00 | 9 | 3 | 2 | 1 | 0 | 0 | 86.9351 | 86.9351 | 0 | 16.2515 | 9.7834 | 12.9006 | 12.9006 | 1412.8216 | 0 | 0 | 1412.8216 | 0 | 0 | 0 | 0 | 0 | 86.9351 | 0 | 0 | 1412.8216 | 0 | 0 | 0 | 0 | 0 | 0 | 0
2018-09-17 04:00 | 9 | 4 | 2 | 1 | 0 | 0 | 100.5501 | 100.5501 | 0 | 16.2515 | 9.7834 | 12.9006 | 12.9006 | 1634.0855 | 0 | 0 | 1634.0855 | 0 | 0 | 0 | 0 | 0 | 100.5501 | 0 | 0 | 1634.0855 | 0 | 0 | 0 | 0 | 0 | 0 | 0
2018-09-17 05:00 | 9 | 5 | 2 | 1 | 0 | 0 | 137.1248 | 137.1248 | 0 | 16.2515 | 9.7834 | 12.9006 | 12.9006 | 2228.4772 | 0 | 0 | 2228.4772 | 0 | 0 | 0 | 0 | 0 | 137.1248 | 0 | 0 | 2228.4772 | 0 | 0 | 0 | 0 | 0 | 0 | 0
2018-09-17 06:00 | 9 | 6 | 2 | 1 | 0 | 0.0020163 | 150.4446 | 150.4446 | 0.10082 | 16.2515 | 9.7834 | 12.9006 | 12.9006 | 2444.9431 | 0.10082 | 0 | 2443.3047 | 1.6384 | 0 | 1.3006 | 0 | 0 | 150.3437 | 0 | 0 | 2443.3047 | 1.6384 | 0 | 1.3006 | 0 | 0 | 0.0020163 | 0.0029037
2018-09-17 07:00 | 9 | 7 | 2 | 1 | 0 | 0.11264 | 155.5909 | 155.5909 | 5.6322 | 16.2515 | 9.7834 | 12.9006 | 12.9006 | 2528.5794 | 5.6322 | 0 | 2437.0471 | 91.5323 | 0 | 72.6593 | 0 | 0 | 149.9587 | 0 | 0 | 2437.0471 | 91.5323 | 0 | 72.6593 | 0 | 0 | 0.11264 | 0.13784
2018-09-17 08:00 | 9 | 8 | 2 | 1 | 0 | 0.31602 | 172.3353 | 172.3353 | 15.8011 | 16.2515 | 9.7834 | 12.9006 | 12.9006 | 2800.6999 | 15.8011 | 0 | 2543.909 | 256.7909 | 0 | 203.8435 | 0 | 0 | 156.5342 | 0 | 0 | 2543.909 | 256.7909 | 0 | 203.8435 | 0 | 0 | 0.31602 | 0.35634
2018-09-17 09:00 | 9 | 9 | 2 | 1 | 0 | 0.48208 | 188.1212 | 188.1212 | 24.1038 | 16.2515 | 9.7834 | 12.9006 | 12.9006 | 3057.243 | 24.1038 | 0 | 2665.5211 | 391.7219 | 0 | 310.9532 | 0 | 0 | 164.0174 | 0 | 0 | 2665.5211 | 391.7219 | 0 | 310.9532 | 0 | 0 | 0.48208 | 0.52957
2018-09-17 10:00 | 9 | 10 | 2 | 1 | 0 | 0.5974 | 201.6842 | 201.6842 | 29.8699 | 16.2515 | 9.7834 | 12.9006 | 12.9006 | 3277.6621 | 29.8699 | 0 | 2792.2319 | 485.4302 | 0 | 385.3399 | 0 | 0 | 171.8143 | 0 | 0 | 2792.2319 | 485.4302 | 0 | 385.3399 | 0 | 0 | 0.5974 | 0.57765
2018-09-17 11:00 | 9 | 11 | 2 | 1 | 1 | 0.6659 | 207.1388 | 207.1388 | 33.2948 | 16.2515 | 9.7834 | 12.9006 | 12.9006 | 3366.3077 | 33.2948 | 0 | 2825.2179 | 541.0898 | 0 | 429.5231 | 0 | 0 | 173.844 | 0 | 0 | 2825.2179 | 541.0898 | 0 | 429.5231 | 0 | 0 | 0.6659 | 0.72191
2018-09-17 12:00 | 9 | 12 | 2 | 1 | 1 | 0.68676 | 203.7734 | 203.7734 | 34.3381 | 16.2515 | 9.7834 | 12.9006 | 12.9006 | 3311.6143 | 34.3381 | 0 | 2753.5693 | 558.045 | 0 | 442.9823 | 0 | 0 | 169.4352 | 0 | 0 | 2753.5693 | 558.045 | 0 | 442.9823 | 0 | 0 | 0.68676 | 0.73898
2018-09-17 13:00 | 9 | 13 | 2 | 1 | 1 | 0.66238 | 194.2466 | 194.2466 | 33.1191 | 16.2515 | 9.7834 | 12.9006 | 12.9006 | 3156.7906 | 33.1191 | 0 | 2618.557 | 538.2336 | 0 | 427.2559 | 0 | 0 | 161.1275 | 0 | 0 | 2618.557 | 538.2336 | 0 | 427.2559 | 0 | 0 | 0.66238 | 0.70729
2018-09-17 14:00 | 9 | 14 | 2 | 1 | 1 | 0.59441 | 176.9018 | 176.9018 | 29.7203 | 16.2515 | 9.7834 | 12.9006 | 12.9006 | 2874.9126 | 29.7203 | 0 | 2391.9137 | 482.999 | 0 | 383.41 | 0 | 0 | 147.1815 | 0 | 0 | 2391.9137 | 482.999 | 0 | 383.41 | 0 | 0 | 0.59441 | 0.63483
2018-09-17 15:00 | 9 | 15 | 2 | 1 | 1 | 0.48126 | 157.6617 | 157.6617 | 24.0632 | 16.2515 | 9.7834 | 12.9006 | 12.9006 | 2562.2318 | 24.0632 | 0 | 2171.1705 | 391.0612 | 0 | 310.4288 | 0 | 0 | 133.5985 | 0 | 0 | 2171.1705 | 391.0612 | 0 | 310.4288 | 0 | 0 | 0.48126 | 0.51943
2018-09-17 16:00 | 9 | 16 | 2 | 1 | 1 | 0.32759 | 133.7735 | 133.7735 | 16.3797 | 16.2515 | 9.7834 | 12.9006 | 12.9006 | 2174.0136 | 16.3797 | 0 | 1907.8196 | 266.194 | 0 | 211.3078 | 0 | 0 | 117.3938 | 0 | 0 | 1907.8196 | 266.194 | 0 | 211.3078 | 0 | 0 | 0.32759 | 0.35384
2018-09-17 17:00 | 9 | 17 | 2 | 1 | 1 | 0.12923 | 112.2257 | 112.2257 | 6.4613 | 16.2515 | 9.7834 | 12.9006 | 12.9006 | 1823.8314 | 6.4613 | 0 | 1718.8259 | 105.0055 | 0 | 83.3546 | 0 | 0 | 105.7644 | 0 | 0 | 1718.8259 | 105.0055 | 0 | 83.3546 | 0 | 0 | 0.12923 | 0.14062
2018-09-17 18:00 | 9 | 18 | 2 | 1 | 1 | 0.0024123 | 96.4958 | 96.4958 | 0.12061 | 16.2515 | 9.7834 | 12.9006 | 12.9006 | 1568.1972 | 0.12061 | 0 | 1566.2371 | 1.9602 | 0 | 1.556 | 0 | 0 | 96.3752 | 0 | 0 | 1566.2371 | 1.9602 | 0 | 1.556 | 0 | 0 | 0.0024123 | 0.0018973
2018-09-17 19:00 | 9 | 19 | 2 | 1 | 0 | 0 | 101.5347 | 101.5347 | 0 | 16.2515 | 9.7834 | 12.9006 | 12.9006 | 1650.0867 | 0 | 0 | 1650.0867 | 0 | 0 | 0 | 0 | 0 | 101.5347 | 0 | 0 | 1650.0867 | 0 | 0 | 0 | 0 | 0 | 0 | 0
2018-09-17 20:00 | 9 | 20 | 2 | 1 | 0 | 0 | 86.8701 | 86.8701 | 0 | 16.2515 | 9.7834 | 12.9006 | 12.9006 | 1411.7654 | 0 | 0 | 1411.7654 | 0 | 0 | 0 | 0 | 0 | 86.8701 | 0 | 0 | 1411.7654 | 0 | 0 | 0 | 0 | 0 | 0 | 0
2018-09-17 21:00 | 9 | 21 | 2 | 1 | 0 | 0 | 77.597 | 77.597 | 0 | 16.2515 | 9.7834 | 12.9006 | 12.9006 | 1261.0641 | 0 | 0 | 1261.0641 | 0 | 0 | 0 | 0 | 0 | 77.597 | 0 | 0 | 1261.0641 | 0 | 0 | 0 | 0 | 0 | 0 | 0
2018-09-17 22:00 | 9 | 22 | 2 | 1 | 0 | 0 | 73.6725 | 73.6725 | 0 | 16.2515 | 9.7834 | 12.9006 | 12.9006 | 1197.2861 | 0 | 0 | 1197.2861 | 0 | 0 | 0 | 0 | 0 | 73.6725 | 0 | 0 | 1197.2861 | 0 | 0 | 0 | 0 | 0 | 0 | 0
2018-09-17 23:00 | 9 | 23 | 2 | 1 | 0 | 0 | 73.1773 | 73.1773 | 0 | 16.2515 | 9.7834 | 12.9006 | 12.9006 | 1189.2372 | 0 | 0 | 1189.2372 | 0 | 0 | 0 | 0 | 0 | 73.1773 | 0 | 0 | 1189.2372 | 0 | 0 | 0 | 0 | 0 | 0 | 0
2018-09-18 | 9 | 0 | 3 | 1 | 0 | 0 | 73.4842 | 73.4842 | 0 | 16.2515 | 9.7834 | 12.9006 | 12.9006 | 1194.225 | 0 | 0 | 1194.225 | 0 | 0 | 0 | 0 | 0 | 73.4842 | 0 | 0 | 1194.225 | 0 | 0 | 0 | 0 | 0 | 0 | 0
2018-09-18 01:00 | 9 | 1 | 3 | 1 | 0 | 0 | 73.6032 | 73.6032 | 0 | 16.2515 | 9.7834 | 12.9006 | 12.9006 | 1196.1586 | 0 | 0 | 1196.1586 | 0 | 0 | 0 | 0 | 0 | 73.6032 | 0 | 0 | 1196.1586 | 0 | 0 | 0 | 0 | 0 | 0 | 0
2018-09-18 02:00 | 9 | 2 | 3 | 1 | 0 | 0 | 75.7147 | 75.7147 | 0 | 16.2515 | 9.7834 | 12.9006 | 12.9006 | 1230.4748 | 0 | 0 | 1230.4748 | 0 | 0 | 0 | 0 | 0 | 75.7147 | 0 | 0 | 1230.4748 | 0 | 0 | 0 | 0 | 0 | 0 | 0
2018-09-18 03:00 | 9 | 3 | 3 | 1 | 0 | 0 | 83.6058 | 83.6058 | 0 | 16.2515 | 9.7834 | 12.9006 | 12.9006 | 1358.7161 | 0 | 0 | 1358.7161 | 0 | 0 | 0 | 0 | 0 | 83.6058 | 0 | 0 | 1358.7161 | 0 | 0 | 0 | 0 | 0 | 0 | 0
2018-09-18 04:00 | 9 | 4 | 3 | 1 | 0 | 0 | 97.1031 | 97.1031 | 0 | 16.2515 | 9.7834 | 12.9006 | 12.9006 | 1578.0673 | 0 | 0 | 1578.0673 | 0 | 0 | 0 | 0 | 0 | 97.1031 | 0 | 0 | 1578.0673 | 0 | 0 | 0 | 0 | 0 | 0 | 0
2018-09-18 05:00 | 9 | 5 | 3 | 1 | 0 | 0 | 131.8539 | 131.8539 | 0 | 16.2515 | 9.7834 | 12.9006 | 12.9006 | 2142.8175 | 0 | 0 | 2142.8175 | 0 | 0 | 0 | 0 | 0 | 131.8539 | 0 | 0 | 2142.8175 | 0 | 0 | 0 | 0 | 0 | 0 | 0
2018-09-18 06:00 | 9 | 6 | 3 | 1 | 0 | 0.0032339 | 146.0999 | 146.0999 | 0.16169 | 16.2515 | 9.7834 | 12.9006 | 12.9006 | 2374.3364 | 0.16169 | 0 | 2371.7086 | 2.6277 | 0 | 2.0859 | 0 | 0 | 145.9382 | 0 | 0 | 2371.7086 | 2.6277 | 0 | 2.0859 | 0 | 0 | 0.0032339 | 0.002692
2018-09-18 07:00 | 9 | 7 | 3 | 1 | 0 | 0.14153 | 154.4696 | 154.4696 | 7.0764 | 16.2515 | 9.7834 | 12.9006 | 12.9006 | 2510.3565 | 7.0764 | 0 | 2395.3546 | 115.0018 | 0 | 91.2897 | 0 | 0 | 147.3932 | 0 | 0 | 2395.3546 | 115.0018 | 0 | 91.2897 | 0 | 0 | 0.14153 | 0.14422
2018-09-18 08:00 | 9 | 8 | 3 | 1 | 0 | 0.34964 | 173.2259 | 173.2259 | 17.4819 | 16.2515 | 9.7834 | 12.9006 | 12.9006 | 2815.1738 | 17.4819 | 0 | 2531.0675 | 284.1063 | 0 | 225.5268 | 0 | 0 | 155.744 | 0 | 0 | 2531.0675 | 284.1063 | 0 | 225.5268 | 0 | 0 | 0.34964 | 0.35508
2018-09-18 09:00 | 9 | 9 | 3 | 1 | 0 | 0.51053 | 192.4086 | 192.4086 | 25.5264 | 16.2515 | 9.7834 | 12.9006 | 12.9006 | 3126.9202 | 25.5264 | 0 | 2712.079 | 414.8412 | 0 | 329.3056 | 0 | 0 | 166.8822 | 0 | 0 | 2712.079 | 414.8412 | 0 | 329.3056 | 0 | 0 | 0.51053 | 0.52172
2018-09-18 10:00 | 9 | 10 | 3 | 1 | 0 | 0.62492 | 207.68 | 207.68 | 31.2462 | 16.2515 | 9.7834 | 12.9006 | 12.9006 | 3375.103 | 31.2462 | 0 | 2867.3076 | 507.7954 | 0 | 403.0937 | 0 | 0 | 176.4339 | 0 | 0 | 2867.3076 | 507.7954 | 0 | 403.0937 | 0 | 0 | 0.62492 | 0.64049
2018-09-18 11:00 | 9 | 11 | 3 | 1 | 1 | 0.66111 | 213.7865 | 213.7865 | 33.0554 | 16.2515 | 9.7834 | 12.9006 | 12.9006 | 3474.3419 | 33.0554 | 0 | 2937.1435 | 537.1984 | 0 | 426.4341 | 0 | 0 | 180.7311 | 0 | 0 | 2937.1435 | 537.1984 | 0 | 426.4341 | 0 | 0 | 0.66111 | 0.64004
2018-09-18 12:00 | 9 | 12 | 3 | 1 | 1 | 0.70221 | 212.0341 | 212.0341 | 35.1104 | 16.2515 | 9.7834 | 12.9006 | 12.9006 | 3445.8623 | 35.1104 | 0 | 2875.268 | 570.5943 | 0 | 452.9442 | 0 | 0 | 176.9237 | 0 | 0 | 2875.268 | 570.5943 | 0 | 452.9442 | 0 | 0 | 0.70221 | 0.72837
2018-09-18 13:00 | 9 | 13 | 3 | 1 | 1 | 0.6858 | 205.8616 | 205.8616 | 34.29 | 16.2515 | 9.7834 | 12.9006 | 12.9006 | 3345.5502 | 34.29 | 0 | 2788.2886 | 557.2616 | 0 | 442.3605 | 0 | 0 | 171.5716 | 0 | 0 | 2788.2886 | 557.2616 | 0 | 442.3605 | 0 | 0 | 0.6858 | 0.64756
2018-09-18 14:00 | 9 | 14 | 3 | 1 | 1 | 0.61296 | 192.5173 | 192.5173 | 30.648 | 16.2515 | 9.7834 | 12.9006 | 12.9006 | 3128.6873 | 30.648 | 0 | 2630.6127 | 498.0746 | 0 | 395.3772 | 0 | 0 | 161.8693 | 0 | 0 | 2630.6127 | 498.0746 | 0 | 395.3772 | 0 | 0 | 0.61296 | 0.35095
2018-09-18 15:00 | 9 | 15 | 3 | 1 | 1 | 0.49657 | 173.1526 | 173.1526 | 24.8285 | 16.2515 | 9.7834 | 12.9006 | 12.9006 | 2813.9821 | 24.8285 | 0 | 2410.482 | 403.5001 | 0 | 320.3029 | 0 | 0 | 148.3241 | 0 | 0 | 2410.482 | 403.5001 | 0 | 320.3029 | 0 | 0 | 0.49657 | 0.36837
2018-09-18 16:00 | 9 | 16 | 3 | 1 | 1 | 0.33548 | 145.6605 | 145.6605 | 16.7742 | 16.2515 | 9.7834 | 12.9006 | 12.9006 | 2367.1951 | 16.7742 | 0 | 2094.59 | 272.6052 | 0 | 216.397 | 0 | 0 | 128.8863 | 0 | 0 | 2094.59 | 272.6052 | 0 | 216.397 | 0 | 0 | 0.33548 | 0.34426
2018-09-18 17:00 | 9 | 17 | 3 | 1 | 1 | 0.1317 | 122.1248 | 122.1248 | 6.585 | 16.2515 | 9.7834 | 12.9006 | 12.9006 | 1984.7058 | 6.585 | 0 | 1877.6907 | 107.015 | 0 | 84.9497 | 0 | 0 | 115.5398 | 0 | 0 | 1877.6907 | 107.015 | 0 | 84.9497 | 0 | 0 | 0.1317 | 0.13385
2018-09-18 18:00 | 9 | 18 | 3 | 1 | 1 | 0.0020349 | 103.0788 | 103.0788 | 0.10175 | 16.2515 | 9.7834 | 12.9006 | 12.9006 | 1675.1799 | 0.10175 | 0 | 1673.5264 | 1.6535 | 0 | 1.3126 | 0 | 0 | 102.977 | 0 | 0 | 1673.5264 | 1.6535 | 0 | 1.3126 | 0 | 0 | 0.0020349 | 0.00095833
2018-09-18 19:00 | 9 | 19 | 3 | 1 | 0 | 0 | 104.8301 | 104.8301 | 0 | 16.2515 | 9.7834 | 12.9006 | 12.9006 | 1703.6414 | 0 | 0 | 1703.6414 | 0 | 0 | 0 | 0 | 0 | 104.8301 | 0 | 0 | 1703.6414 | 0 | 0 | 0 | 0 | 0 | 0 | 0
2018-09-18 20:00 | 9 | 20 | 3 | 1 | 0 | 0 | 87.9558 | 87.9558 | 0 | 16.2515 | 9.7834 | 12.9006 | 12.9006 | 1429.4105 | 0 | 0 | 1429.4105 | 0 | 0 | 0 | 0 | 0 | 87.9558 | 0 | 0 | 1429.4105 | 0 | 0 | 0 | 0 | 0 | 0 | 0
2018-09-18 21:00 | 9 | 21 | 3 | 1 | 0 | 0 | 77.998 | 77.998 | 0 | 16.2515 | 9.7834 | 12.9006 | 12.9006 | 1267.5804 | 0 | 0 | 1267.5804 | 0 | 0 | 0 | 0 | 0 | 77.998 | 0 | 0 | 1267.5804 | 0 | 0 | 0 | 0 | 0 | 0 | 0
2018-09-18 22:00 | 9 | 22 | 3 | 1 | 0 | 0 | 73.3799 | 73.3799 | 0 | 16.2515 | 9.7834 | 12.9006 | 12.9006 | 1192.5301 | 0 | 0 | 1192.5301 | 0 | 0 | 0 | 0 | 0 | 73.3799 | 0 | 0 | 1192.5301 | 0 | 0 | 0 | 0 | 0 | 0 | 0
2018-09-18 23:00 | 9 | 23 | 3 | 1 | 0 | 0 | 72.5644 | 72.5644 | 0 | 16.2515 | 9.7834 | 12.9006 | 12.9006 | 1179.2774 | 0 | 0 | 1179.2774 | 0 | 0 | 0 | 0 | 0 | 72.5644 | 0 | 0 | 1179.2774 | 0 | 0 | 0 | 0 | 0 | 0 | 0
2018-09-19 | 9 | 0 | 4 | 1 | 0 | 0 | 72.9271 | 72.9271 | 0 | 16.2515 | 9.7834 | 12.9006 | 12.9006 | 1185.1719 | 0 | 0 | 1185.1719 | 0 | 0 | 0 | 0 | 0 | 72.9271 | 0 | 0 | 1185.1719 | 0 | 0 | 0 | 0 | 0 | 0 | 0
2018-09-19 01:00 | 9 | 1 | 4 | 1 | 0 | 0 | 73.3401 | 73.3401 | 0 | 16.2515 | 9.7834 | 12.9006 | 12.9006 | 1191.8832 | 0 | 0 | 1191.8832 | 0 | 0 | 0 | 0 | 0 | 73.3401 | 0 | 0 | 1191.8832 | 0 | 0 | 0 | 0 | 0 | 0 | 0
2018-09-19 02:00 | 9 | 2 | 4 | 1 | 0 | 0 | 74.9388 | 74.9388 | 0 | 16.2515 | 9.7834 | 12.9006 | 12.9006 | 1217.8641 | 0 | 0 | 1217.8641 | 0 | 0 | 0 | 0 | 0 | 74.9388 | 0 | 0 | 1217.8641 | 0 | 0 | 0 | 0 | 0 | 0 | 0
2018-09-19 03:00 | 9 | 3 | 4 | 1 | 0 | 0 | 82.6128 | 82.6128 | 0 | 16.2515 | 9.7834 | 12.9006 | 12.9006 | 1342.5786 | 0 | 0 | 1342.5786 | 0 | 0 | 0 | 0 | 0 | 82.6128 | 0 | 0 | 1342.5786 | 0 | 0 | 0 | 0 | 0 | 0 | 0
2018-09-19 04:00 | 9 | 4 | 4 | 1 | 0 | 0 | 96.9609 | 96.9609 | 0 | 16.2515 | 9.7834 | 12.9006 | 12.9006 | 1575.7565 | 0 | 0 | 1575.7565 | 0 | 0 | 0 | 0 | 0 | 96.9609 | 0 | 0 | 1575.7565 | 0 | 0 | 0 | 0 | 0 | 0 | 0
2018-09-19 05:00 | 9 | 5 | 4 | 1 | 0 | 0 | 131.5855 | 131.5855 | 0 | 16.2515 | 9.7834 | 12.9006 | 12.9006 | 2138.4561 | 0 | 0 | 2138.4561 | 0 | 0 | 0 | 0 | 0 | 131.5855 | 0 | 0 | 2138.4561 | 0 | 0 | 0 | 0 | 0 | 0 | 0
2018-09-19 06:00 | 9 | 6 | 4 | 1 | 0 | 0.0028078 | 145.0551 | 145.0551 | 0.14039 | 16.2515 | 9.7834 | 12.9006 | 12.9006 | 2357.3572 | 0.14039 | 0 | 2355.0756 | 2.2815 | 0 | 1.8111 | 0 | 0 | 144.9147 | 0 | 0 | 2355.0756 | 2.2815 | 0 | 1.8111 | 0 | 0 | 0.0028078 | 0.002598
2018-09-19 07:00 | 9 | 7 | 4 | 1 | 0 | 0.14143 | 155.6412 | 155.6412 | 7.0717 | 16.2515 | 9.7834 | 12.9006 | 12.9006 | 2529.3957 | 7.0717 | 0 | 2414.4702 | 114.9254 | 0 | 91.2291 | 0 | 0 | 148.5695 | 0 | 0 | 2414.4702 | 114.9254 | 0 | 91.2291 | 0 | 0 | 0.14143 | 0.15626
2018-09-19 08:00 | 9 | 8 | 4 | 1 | 0 | 0.34733 | 177.9753 | 177.9753 | 17.3666 | 16.2515 | 9.7834 | 12.9006 | 12.9006 | 2892.3578 | 17.3666 | 0 | 2610.126 | 282.2317 | 0 | 224.0387 | 0 | 0 | 160.6087 | 0 | 0 | 2610.126 | 282.2317 | 0 | 224.0387 | 0 | 0 | 0.34733 | 0.38162
2018-09-19 09:00 | 9 | 9 | 4 | 1 | 0 | 0.49859 | 198.5925 | 198.5925 | 24.9296 | 16.2515 | 9.7834 | 12.9006 | 12.9006 | 3227.4177 | 24.9296 | 0 | 2822.2746 | 405.1431 | 0 | 321.6071 | 0 | 0 | 173.6629 | 0 | 0 | 2822.2746 | 405.1431 | 0 | 321.6071 | 0 | 0 | 0.49859 | 0.55005
2018-09-19 10:00 | 9 | 10 | 4 | 1 | 0 | 0.59952 | 215.6693 | 215.6693 | 29.976 | 16.2515 | 9.7834 | 12.9006 | 12.9006 | 3504.9401 | 29.976 | 0 | 3017.7856 | 487.1545 | 0 | 386.7087 | 0 | 0 | 185.6932 | 0 | 0 | 3017.7856 | 487.1545 | 0 | 386.7087 | 0 | 0 | 0.59952 | 0.6609
2018-09-19 11:00 | 9 | 11 | 4 | 1 | 1 | 0.65444 | 225.8578 | 225.8578 | 32.7221 | 16.2515 | 9.7834 | 12.9006 | 12.9006 | 3670.5185 | 32.7221 | 0 | 3138.7359 | 531.7826 | 0 | 422.135 | 0 | 0 | 193.1357 | 0 | 0 | 3138.7359 | 531.7826 | 0 | 422.135 | 0 | 0 | 0.65444 | 0.72584
2018-09-19 12:00 | 9 | 12 | 4 | 1 | 1 | 0.66705 | 229.0162 | 229.0162 | 33.3523 | 16.2515 | 9.7834 | 12.9006 | 12.9006 | 3721.8475 | 33.3523 | 0 | 3179.8233 | 542.0243 | 0 | 430.2649 | 0 | 0 | 195.6639 | 0 | 0 | 3179.8233 | 542.0243 | 0 | 430.2649 | 0 | 0 | 0.66705 | 0.74263
2018-09-19 13:00 | 9 | 13 | 4 | 1 | 1 | 0.63947 | 221.6744 | 221.6744 | 31.9736 | 16.2515 | 9.7834 | 12.9006 | 12.9006 | 3602.5326 | 31.9736 | 0 | 3082.9142 | 519.6184 | 0 | 412.4789 | 0 | 0 | 189.7008 | 0 | 0 | 3082.9142 | 519.6184 | 0 | 412.4789 | 0 | 0 | 0.63947 | 0.71535
2018-09-19 14:00 | 9 | 14 | 4 | 1 | 1 | 0.57434 | 203.4141 | 203.4141 | 28.7172 | 16.2515 | 9.7834 | 12.9006 | 12.9006 | 3305.7762 | 28.7172 | 0 | 2839.0799 | 466.6963 | 0 | 370.4688 | 0 | 0 | 174.6969 | 0 | 0 | 2839.0799 | 466.6963 | 0 | 370.4688 | 0 | 0 | 0.57434 | 0.64233
2018-09-19 15:00 | 9 | 15 | 4 | 1 | 1 | 0.46813 | 179.6075 | 179.6075 | 23.4063 | 16.2515 | 9.7834 | 12.9006 | 12.9006 | 2918.8838 | 23.4063 | 0 | 2538.4965 | 380.3873 | 0 | 301.9557 | 0 | 0 | 156.2012 | 0 | 0 | 2538.4965 | 380.3873 | 0 | 301.9557 | 0 | 0 | 0.46813 | 0.52436
2018-09-19 16:00 | 9 | 16 | 4 | 1 | 1 | 0.31795 | 150.7201 | 150.7201 | 15.8974 | 16.2515 | 9.7834 | 12.9006 | 12.9006 | 2449.4209 | 15.8974 | 0 | 2191.0642 | 258.3567 | 0 | 205.0865 | 0 | 0 | 134.8226 | 0 | 0 | 2191.0642 | 258.3567 | 0 | 205.0865 | 0 | 0 | 0.31795 | 0.32378
2018-09-19 17:00 | 9 | 17 | 4 | 1 | 1 | 0.12124 | 125.7166 | 125.7166 | 6.0618 | 16.2515 | 9.7834 | 12.9006 | 12.9006 | 2043.0785 | 6.0618 | 0 | 1944.5646 | 98.5139 | 0 | 78.2014 | 0 | 0 | 119.6548 | 0 | 0 | 1944.5646 | 98.5139 | 0 | 78.2014 | 0 | 0 | 0.12124 | 0.10065
2018-09-19 18:00 | 9 | 18 | 4 | 1 | 1 | 0.00055788 | 106.1186 | 106.1186 | 0.027894 | 16.2515 | 9.7834 | 12.9006 | 12.9006 | 1724.5815 | 0.027894 | 0 | 1724.1282 | 0.45332 | 0 | 0.35985 | 0 | 0 | 106.0907 | 0 | 0 | 1724.1282 | 0.45332 | 0 | 0.35985 | 0 | 0 | 0.00055788 | 0.000414
2018-09-19 19:00 | 9 | 19 | 4 | 1 | 0 | 0 | 108.2281 | 108.2281 | 0 | 16.2515 | 9.7834 | 12.9006 | 12.9006 | 1758.8643 | 0 | 0 | 1758.8643 | 0 | 0 | 0 | 0 | 0 | 108.2281 | 0 | 0 | 1758.8643 | 0 | 0 | 0 | 0 | 0 | 0 | 0
2018-09-19 20:00 | 9 | 20 | 4 | 1 | 0 | 0 | 92.177 | 92.177 | 0 | 16.2515 | 9.7834 | 12.9006 | 12.9006 | 1498.0099 | 0 | 0 | 1498.0099 | 0 | 0 | 0 | 0 | 0 | 92.177 | 0 | 0 | 1498.0099 | 0 | 0 | 0 | 0 | 0 | 0 | 0
2018-09-19 21:00 | 9 | 21 | 4 | 1 | 0 | 0 | 81.1108 | 81.1108 | 0 | 16.2515 | 9.7834 | 12.9006 | 12.9006 | 1318.1688 | 0 | 0 | 1318.1688 | 0 | 0 | 0 | 0 | 0 | 81.1108 | 0 | 0 | 1318.1688 | 0 | 0 | 0 | 0 | 0 | 0 | 0
2018-09-19 22:00 | 9 | 22 | 4 | 1 | 0 | 0 | 76.7287 | 76.7287 | 0 | 16.2515 | 9.7834 | 12.9006 | 12.9006 | 1246.9533 | 0 | 0 | 1246.9533 | 0 | 0 | 0 | 0 | 0 | 76.7287 | 0 | 0 | 1246.9533 | 0 | 0 | 0 | 0 | 0 | 0 | 0
2018-09-19 23:00 | 9 | 23 | 4 | 1 | 0 | 0 | 75.3679 | 75.3679 | 0 | 16.2515 | 9.7834 | 12.9006 | 12.9006 | 1224.8389 | 0 | 0 | 1224.8389 | 0 | 0 | 0 | 0 | 0 | 75.3679 | 0 | 0 | 1224.8389 | 0 | 0 | 0 | 0 | 0 | 0 | 0
2018-09-20 | 9 | 0 | 5 | 1 | 0 | 0 | 75.3676 | 75.3676 | 0 | 16.2515 | 9.7834 | 12.9006 | 12.9006 | 1224.8325 | 0 | 0 | 1224.8325 | 0 | 0 | 0 | 0 | 0 | 75.3676 | 0 | 0 | 1224.8325 | 0 | 0 | 0 | 0 | 0 | 0 | 0
2018-09-20 01:00 | 9 | 1 | 5 | 1 | 0 | 0 | 75.0731 | 75.0731 | 0 | 16.2515 | 9.7834 | 12.9006 | 12.9006 | 1220.0465 | 0 | 0 | 1220.0465 | 0 | 0 | 0 | 0 | 0 | 75.0731 | 0 | 0 | 1220.0465 | 0 | 0 | 0 | 0 | 0 | 0 | 0
2018-09-20 02:00 | 9 | 2 | 5 | 1 | 0 | 0 | 76.8145 | 76.8145 | 0 | 16.2515 | 9.7834 | 12.9006 | 12.9006 | 1248.3469 | 0 | 0 | 1248.3469 | 0 | 0 | 0 | 0 | 0 | 76.8145 | 0 | 0 | 1248.3469 | 0 | 0 | 0 | 0 | 0 | 0 | 0
2018-09-20 03:00 | 9 | 3 | 5 | 1 | 0 | 0 | 84.4025 | 84.4025 | 0 | 16.2515 | 9.7834 | 12.9006 | 12.9006 | 1371.6636 | 0 | 0 | 1371.6636 | 0 | 0 | 0 | 0 | 0 | 84.4025 | 0 | 0 | 1371.6636 | 0 | 0 | 0 | 0 | 0 | 0 | 0
2018-09-20 04:00 | 9 | 4 | 5 | 1 | 0 | 0 | 98.3404 | 98.3404 | 0 | 16.2515 | 9.7834 | 12.9006 | 12.9006 | 1598.1744 | 0 | 0 | 1598.1744 | 0 | 0 | 0 | 0 | 0 | 98.3404 | 0 | 0 | 1598.1744 | 0 | 0 | 0 | 0 | 0 | 0 | 0
2018-09-20 05:00 | 9 | 5 | 5 | 1 | 0 | 0 | 132.537 | 132.537 | 0 | 16.2515 | 9.7834 | 12.9006 | 12.9006 | 2153.9198 | 0 | 0 | 2153.9198 | 0 | 0 | 0 | 0 | 0 | 132.537 | 0 | 0 | 2153.9198 | 0 | 0 | 0 | 0 | 0 | 0 | 0
2018-09-20 06:00 | 9 | 6 | 5 | 1 | 0 | 0.002162 | 147.6957 | 147.6957 | 0.1081 | 16.2515 | 9.7834 | 12.9006 | 12.9006 | 2400.2708 | 0.1081 | 0 | 2398.5139 | 1.7568 | 0 | 1.3946 | 0 | 0 | 147.5876 | 0 | 0 | 2398.5139 | 1.7568 | 0 | 1.3946 | 0 | 0 | 0.002162 | 0.001005
2018-09-20 07:00 | 9 | 7 | 5 | 1 | 0 | 0.13164 | 156.7049 | 156.7049 | 6.5821 | 16.2515 | 9.7834 | 12.9006 | 12.9006 | 2546.6831 | 6.5821 | 0 | 2439.7144 | 106.9687 | 0 | 84.913 | 0 | 0 | 150.1228 | 0 | 0 | 2439.7144 | 106.9687 | 0 | 84.913 | 0 | 0 | 0.13164 | 0.097533
2018-09-20 08:00 | 9 | 8 | 5 | 1 | 0 | 0.33046 | 176.4179 | 176.4179 | 16.5231 | 16.2515 | 9.7834 | 12.9006 | 12.9006 | 2867.0475 | 16.5231 | 0 | 2598.5239 | 268.5236 | 0 | 213.1571 | 0 | 0 | 159.8948 | 0 | 0 | 2598.5239 | 268.5236 | 0 | 213.1571 | 0 | 0 | 0.33046 | 0.30595
2018-09-20 09:00 | 9 | 9 | 5 | 1 | 0 | 0.48574 | 194.2686 | 194.2686 | 24.2872 | 16.2515 | 9.7834 | 12.9006 | 12.9006 | 3157.1481 | 24.2872 | 0 | 2762.4465 | 394.7016 | 0 | 313.3185 | 0 | 0 | 169.9815 | 0 | 0 | 2762.4465 | 394.7016 | 0 | 313.3185 | 0 | 0 | 0.48574 | 0.52701
2018-09-20 10:00 | 9 | 10 | 5 | 1 | 0 | 0.59836 | 208.1345 | 208.1345 | 29.9178 | 16.2515 | 9.7834 | 12.9006 | 12.9006 | 3382.4884 | 29.9178 | 0 | 2896.2806 | 486.2078 | 0 | 385.9572 | 0 | 0 | 178.2167 | 0 | 0 | 2896.2806 | 486.2078 | 0 | 385.9572 | 0 | 0 | 0.59836 | 0.57217
2018-09-20 11:00 | 9 | 11 | 5 | 1 | 1 | 0.66566 | 213.9705 | 213.9705 | 33.2832 | 16.2515 | 9.7834 | 12.9006 | 12.9006 | 3477.333 | 33.2832 | 0 | 2936.4317 | 540.9013 | 0 | 429.3735 | 0 | 0 | 180.6873 | 0 | 0 | 2936.4317 | 540.9013 | 0 | 429.3735 | 0 | 0 | 0.66566 | 0.61304
2018-09-20 12:00 | 9 | 12 | 5 | 1 | 1 | 0.68894 | 213.106 | 213.106 | 34.4471 | 16.2515 | 9.7834 | 12.9006 | 12.9006 | 3463.2833 | 34.4471 | 0 | 2903.4678 | 559.8155 | 0 | 444.3878 | 0 | 0 | 178.6589 | 0 | 0 | 2903.4678 | 559.8155 | 0 | 444.3878 | 0 | 0 | 0.68894 | 0.54991
2018-09-20 13:00 | 9 | 13 | 5 | 1 | 1 | 0.6646 | 206.1622 | 206.1622 | 33.23 | 16.2515 | 9.7834 | 12.9006 | 12.9006 | 3350.4359 | 33.23 | 0 | 2810.4008 | 540.0351 | 0 | 428.6859 | 0 | 0 | 172.9322 | 0 | 0 | 2810.4008 | 540.0351 | 0 | 428.6859 | 0 | 0 | 0.6646 | 0.53964
2018-09-20 14:00 | 9 | 14 | 5 | 1 | 1 | 0.59391 | 190.9307 | 190.9307 | 29.6955 | 16.2515 | 9.7834 | 12.9006 | 12.9006 | 3102.9025 | 29.6955 | 0 | 2620.3082 | 482.5943 | 0 | 383.0888 | 0 | 0 | 161.2353 | 0 | 0 | 2620.3082 | 482.5943 | 0 | 383.0888 | 0 | 0 | 0.59391 | 0.56393
2018-09-20 15:00 | 9 | 15 | 5 | 1 | 1 | 0.48122 | 173.8927 | 173.8927 | 24.0607 | 16.2515 | 9.7834 | 12.9006 | 12.9006 | 2826.0091 | 24.0607 | 0 | 2434.9868 | 391.0222 | 0 | 310.3978 | 0 | 0 | 149.8319 | 0 | 0 | 2434.9868 | 391.0222 | 0 | 310.3978 | 0 | 0 | 0.48122 | 0.46835
2018-09-20 16:00 | 9 | 16 | 5 | 1 | 1 | 0.32136 | 149.1551 | 149.1551 | 16.0678 | 16.2515 | 9.7834 | 12.9006 | 12.9006 | 2423.9879 | 16.0678 | 0 | 2162.862 | 261.126 | 0 | 207.2847 | 0 | 0 | 133.0873 | 0 | 0 | 2162.862 | 261.126 | 0 | 207.2847 | 0 | 0 | 0.32136 | 0.19951
2018-09-20 17:00 | 9 | 17 | 5 | 1 | 1 | 0.12006 | 125.8666 | 125.8666 | 6.0031 | 16.2515 | 9.7834 | 12.9006 | 12.9006 | 2045.5149 | 6.0031 | 0 | 1947.9558 | 97.5591 | 0 | 77.4435 | 0 | 0 | 119.8635 | 0 | 0 | 1947.9558 | 97.5591 | 0 | 77.4435 | 0 | 0 | 0.12006 | 0.10368
2018-09-20 18:00 | 9 | 18 | 5 | 1 | 1 | 0.00052928 | 108.0464 | 108.0464 | 0.026464 | 16.2515 | 9.7834 | 12.9006 | 12.9006 | 1755.9111 | 0.026464 | 0 | 1755.4811 | 0.43008 | 0 | 0.3414 | 0 | 0 | 108.0199 | 0 | 0 | 1755.4811 | 0.43008 | 0 | 0.3414 | 0 | 0 | 0.00052928 | 0.00040333
2018-09-20 19:00 | 9 | 19 | 5 | 1 | 0 | 0 | 108.5554 | 108.5554 | 0 | 16.2515 | 9.7834 | 12.9006 | 12.9006 | 1764.1838 | 0 | 0 | 1764.1838 | 0 | 0 | 0 | 0 | 0 | 108.5554 | 0 | 0 | 1764.1838 | 0 | 0 | 0 | 0 | 0 | 0 | 0
2018-09-20 20:00 | 9 | 20 | 5 | 1 | 0 | 0 | 92.1329 | 92.1329 | 0 | 16.2515 | 9.7834 | 12.9006 | 12.9006 | 1497.2933 | 0 | 0 | 1497.2933 | 0 | 0 | 0 | 0 | 0 | 92.1329 | 0 | 0 | 1497.2933 | 0 | 0 | 0 | 0 | 0 | 0 | 0
2018-09-20 21:00 | 9 | 21 | 5 | 1 | 0 | 0 | 81.0433 | 81.0433 | 0 | 16.2515 | 9.7834 | 12.9006 | 12.9006 | 1317.0721 | 0 | 0 | 1317.0721 | 0 | 0 | 0 | 0 | 0 | 81.0433 | 0 | 0 | 1317.0721 | 0 | 0 | 0 | 0 | 0 | 0 | 0
2018-09-20 22:00 | 9 | 22 | 5 | 1 | 0 | 0 | 76.4333 | 76.4333 | 0 | 16.2515 | 9.7834 | 12.9006 | 12.9006 | 1242.1522 | 0 | 0 | 1242.1522 | 0 | 0 | 0 | 0 | 0 | 76.4333 | 0 | 0 | 1242.1522 | 0 | 0 | 0 | 0 | 0 | 0 | 0
2018-09-20 23:00 | 9 | 23 | 5 | 1 | 0 | 0 | 74.9349 | 74.9349 | 0 | 16.2515 | 9.7834 | 12.9006 | 12.9006 | 1217.8018 | 0 | 0 | 1217.8018 | 0 | 0 | 0 | 0 | 0 | 74.9349 | 0 | 0 | 1217.8018 | 0 | 0 | 0 | 0 | 0 | 0 | 0
2018-09-21 | 9 | 0 | 6 | 1 | 0 | 0 | 75.6782 | 75.6782 | 0 | 16.2515 | 9.7834 | 12.9006 | 12.9006 | 1229.8802 | 0 | 0 | 1229.8802 | 0 | 0 | 0 | 0 | 0 | 75.6782 | 0 | 0 | 1229.8802 | 0 | 0 | 0 | 0 | 0 | 0 | 0
2018-09-21 01:00 | 9 | 1 | 6 | 1 | 0 | 0 | 75.9476 | 75.9476 | 0 | 16.2515 | 9.7834 | 12.9006 | 12.9006 | 1234.2594 | 0 | 0 | 1234.2594 | 0 | 0 | 0 | 0 | 0 | 75.9476 | 0 | 0 | 1234.2594 | 0 | 0 | 0 | 0 | 0 | 0 | 0
2018-09-21 02:00 | 9 | 2 | 6 | 1 | 0 | 0 | 77.3289 | 77.3289 | 0 | 16.2515 | 9.7834 | 12.9006 | 12.9006 | 1256.7069 | 0 | 0 | 1256.7069 | 0 | 0 | 0 | 0 | 0 | 77.3289 | 0 | 0 | 1256.7069 | 0 | 0 | 0 | 0 | 0 | 0 | 0
2018-09-21 03:00 | 9 | 3 | 6 | 1 | 0 | 0 | 85.5808 | 85.5808 | 0 | 16.2515 | 9.7834 | 12.9006 | 12.9006 | 1390.8133 | 0 | 0 | 1390.8133 | 0 | 0 | 0 | 0 | 0 | 85.5808 | 0 | 0 | 1390.8133 | 0 | 0 | 0 | 0 | 0 | 0 | 0
2018-09-21 04:00 | 9 | 4 | 6 | 1 | 0 | 0 | 99.2076 | 99.2076 | 0 | 16.2515 | 9.7834 | 12.9006 | 12.9006 | 1612.2673 | 0 | 0 | 1612.2673 | 0 | 0 | 0 | 0 | 0 | 99.2076 | 0 | 0 | 1612.2673 | 0 | 0 | 0 | 0 | 0 | 0 | 0
2018-09-21 05:00 | 9 | 5 | 6 | 1 | 0 | 0 | 133.9246 | 133.9246 | 0 | 16.2515 | 9.7834 | 12.9006 | 12.9006 | 2176.4694 | 0 | 0 | 2176.4694 | 0 | 0 | 0 | 0 | 0 | 133.9246 | 0 | 0 | 2176.4694 | 0 | 0 | 0 | 0 | 0 | 0 | 0
2018-09-21 06:00 | 9 | 6 | 6 | 1 | 0 | 0.0021411 | 150.0733 | 150.0733 | 0.10705 | 16.2515 | 9.7834 | 12.9006 | 12.9006 | 2438.9097 | 0.10705 | 0 | 2437.1699 | 1.7398 | 0 | 1.381 | 0 | 0 | 149.9662 | 0 | 0 | 2437.1699 | 1.7398 | 0 | 1.381 | 0 | 0 | 0.0021411 | 0.00099833
2018-09-21 07:00 | 9 | 7 | 6 | 1 | 0 | 0.1311 | 161.4372 | 161.4372 | 6.5548 | 16.2515 | 9.7834 | 12.9006 | 12.9006 | 2623.5903 | 6.5548 | 0 | 2517.0644 | 106.5259 | 0 | 84.5614 | 0 | 0 | 154.8824 | 0 | 0 | 2517.0644 | 106.5259 | 0 | 84.5614 | 0 | 0 | 0.1311 | 0.12659
2018-09-21 08:00 | 9 | 8 | 6 | 1 | 0 | 0.32894 | 183.8755 | 183.8755 | 16.4472 | 16.2515 | 9.7834 | 12.9006 | 12.9006 | 2988.2451 | 16.4472 | 0 | 2720.9541 | 267.291 | 0 | 212.1786 | 0 | 0 | 167.4283 | 0 | 0 | 2720.9541 | 267.291 | 0 | 212.1786 | 0 | 0 | 0.32894 | 0.14743
2018-09-21 09:00 | 9 | 9 | 6 | 1 | 0 | 0.47805 | 207.4093 | 207.4093 | 23.9025 | 16.2515 | 9.7834 | 12.9006 | 12.9006 | 3370.7034 | 23.9025 | 0 | 2982.2538 | 388.4496 | 0 | 308.3557 | 0 | 0 | 183.5069 | 0 | 0 | 2982.2538 | 388.4496 | 0 | 308.3557 | 0 | 0 | 0.47805 | 0.24915
2018-09-21 10:00 | 9 | 10 | 6 | 1 | 0 | 0.57511 | 228.3524 | 228.3524 | 28.7557 | 16.2515 | 9.7834 | 12.9006 | 12.9006 | 3711.0584 | 28.7557 | 0 | 3243.7364 | 467.322 | 0 | 370.9654 | 0 | 0 | 199.5967 | 0 | 0 | 3243.7364 | 467.322 | 0 | 370.9654 | 0 | 0 | 0.57511 | 0.24008
2018-09-21 11:00 | 9 | 11 | 6 | 1 | 1 | 0.63766 | 237.8654 | 237.8654 | 31.8828 | 16.2515 | 9.7834 | 12.9006 | 12.9006 | 3865.6586 | 31.8828 | 0 | 3347.5166 | 518.1419 | 0 | 411.3069 | 0 | 0 | 205.9826 | 0 | 0 | 3347.5166 | 518.1419 | 0 | 411.3069 | 0 | 0 | 0.63766 | 0.30809
2018-09-21 12:00 | 9 | 12 | 6 | 1 | 1 | 0.65375 | 236.3798 | 236.3798 | 32.6873 | 16.2515 | 9.7834 | 12.9006 | 12.9006 | 3841.5156 | 32.6873 | 0 | 3310.2993 | 531.2162 | 0 | 421.6854 | 0 | 0 | 203.6925 | 0 | 0 | 3310.2993 | 531.2162 | 0 | 421.6854 | 0 | 0 | 0.65375 | 0.30798
2018-09-21 13:00 | 9 | 13 | 6 | 1 | 1 | 0.62556 | 225.3332 | 225.3332 | 31.2779 | 16.2515 | 9.7834 | 12.9006 | 12.9006 | 3661.9932 | 31.2779 | 0 | 3153.681 | 508.3122 | 0 | 403.5039 | 0 | 0 | 194.0553 | 0 | 0 | 3153.681 | 508.3122 | 0 | 403.5039 | 0 | 0 | 0.62556 | 0.4635
2018-09-21 14:00 | 9 | 14 | 6 | 1 | 1 | 0.55564 | 204.3353 | 204.3353 | 27.7822 | 16.2515 | 9.7834 | 12.9006 | 12.9006 | 3320.746 | 27.7822 | 0 | 2869.2448 | 451.5012 | 0 | 358.4067 | 0 | 0 | 176.5531 | 0 | 0 | 2869.2448 | 451.5012 | 0 | 358.4067 | 0 | 0 | 0.55564 | 0.47252
2018-09-21 15:00 | 9 | 15 | 6 | 1 | 1 | 0.44357 | 184.8372 | 184.8372 | 22.1786 | 16.2515 | 9.7834 | 12.9006 | 12.9006 | 3003.8743 | 22.1786 | 0 | 2643.4398 | 360.4346 | 0 | 286.117 | 0 | 0 | 162.6586 | 0 | 0 | 2643.4398 | 360.4346 | 0 | 286.117 | 0 | 0 | 0.44357 | 0.23589
2018-09-21 16:00 | 9 | 16 | 6 | 1 | 1 | 0.28828 | 156.3368 | 156.3368 | 14.414 | 16.2515 | 9.7834 | 12.9006 | 12.9006 | 2540.7011 | 14.414 | 0 | 2306.4526 | 234.2485 | 0 | 185.9491 | 0 | 0 | 141.9228 | 0 | 0 | 2306.4526 | 234.2485 | 0 | 185.9491 | 0 | 0 | 0.28828 | 0.2825
2018-09-21 17:00 | 9 | 17 | 6 | 1 | 1 | 0.10317 | 131.2946 | 131.2946 | 5.1583 | 16.2515 | 9.7834 | 12.9006 | 12.9006 | 2133.7284 | 5.1583 | 0 | 2049.8993 | 83.8291 | 0 | 66.5445 | 0 | 0 | 126.1363 | 0 | 0 | 2049.8993 | 83.8291 | 0 | 66.5445 | 0 | 0 | 0.10317 | 0.1046
2018-09-21 18:00 | 9 | 18 | 6 | 1 | 1 | 0 | 113.3835 | 113.3835 | 0 | 16.2515 | 9.7834 | 12.9006 | 12.9006 | 1842.6466 | 0 | 0 | 1842.6466 | 0 | 0 | 0 | 0 | 0 | 113.3835 | 0 | 0 | 1842.6466 | 0 | 0 | 0 | 0 | 0 | 0 | 0
2018-09-21 19:00 | 9 | 19 | 6 | 1 | 0 | 0 | 110.2105 | 110.2105 | 0 | 16.2515 | 9.7834 | 12.9006 | 12.9006 | 1791.0814 | 0 | 0 | 1791.0814 | 0 | 0 | 0 | 0 | 0 | 110.2105 | 0 | 0 | 1791.0814 | 0 | 0 | 0 | 0 | 0 | 0 | 0
2018-09-21 20:00 | 9 | 20 | 6 | 1 | 0 | 0 | 90.0024 | 90.0024 | 0 | 16.2515 | 9.7834 | 12.9006 | 12.9006 | 1462.6701 | 0 | 0 | 1462.6701 | 0 | 0 | 0 | 0 | 0 | 90.0024 | 0 | 0 | 1462.6701 | 0 | 0 | 0 | 0 | 0 | 0 | 0
2018-09-21 21:00 | 9 | 21 | 6 | 1 | 0 | 0 | 79.2227 | 79.2227 | 0 | 16.2515 | 9.7834 | 12.9006 | 12.9006 | 1287.4837 | 0 | 0 | 1287.4837 | 0 | 0 | 0 | 0 | 0 | 79.2227 | 0 | 0 | 1287.4837 | 0 | 0 | 0 | 0 | 0 | 0 | 0
2018-09-21 22:00 | 9 | 22 | 6 | 1 | 0 | 0 | 74.4735 | 74.4735 | 0 | 16.2515 | 9.7834 | 12.9006 | 12.9006 | 1210.3027 | 0 | 0 | 1210.3027 | 0 | 0 | 0 | 0 | 0 | 74.4735 | 0 | 0 | 1210.3027 | 0 | 0 | 0 | 0 | 0 | 0 | 0
2018-09-21 23:00 | 9 | 23 | 6 | 1 | 0 | 0 | 73.2237 | 73.2237 | 0 | 16.2515 | 9.7834 | 12.9006 | 12.9006 | 1189.992 | 0 | 0 | 1189.992 | 0 | 0 | 0 | 0 | 0 | 73.2237 | 0 | 0 | 1189.992 | 0 | 0 | 0 | 0 | 0 | 0 | 0
2018-09-22 | 9 | 0 | 7 | 1 | 0 | 0 | 64.0006 | 64.0006 | 0 | 16.2515 | 9.7834 | 12.9006 | 12.9006 | 1040.1033 | 0 | 0 | 1040.1033 | 0 | 0 | 0 | 0 | 0 | 64.0006 | 0 | 0 | 1040.1033 | 0 | 0 | 0 | 0 | 0 | 0 | 0
2018-09-22 01:00 | 9 | 1 | 7 | 1 | 0 | 0 | 59.9615 | 59.9615 | 0 | 16.2515 | 9.7834 | 12.9006 | 12.9006 | 974.4611 | 0 | 0 | 974.4611 | 0 | 0 | 0 | 0 | 0 | 59.9615 | 0 | 0 | 974.4611 | 0 | 0 | 0 | 0 | 0 | 0 | 0
2018-09-22 02:00 | 9 | 2 | 7 | 1 | 0 | 0 | 59.0343 | 59.0343 | 0 | 16.2515 | 9.7834 | 12.9006 | 12.9006 | 959.3928 | 0 | 0 | 959.3928 | 0 | 0 | 0 | 0 | 0 | 59.0343 | 0 | 0 | 959.3928 | 0 | 0 | 0 | 0 | 0 | 0 | 0
2018-09-22 03:00 | 9 | 3 | 7 | 1 | 0 | 0 | 58.828 | 58.828 | 0 | 16.2515 | 9.7834 | 12.9006 | 12.9006 | 956.04 | 0 | 0 | 956.04 | 0 | 0 | 0 | 0 | 0 | 58.828 | 0 | 0 | 956.04 | 0 | 0 | 0 | 0 | 0 | 0 | 0
2018-09-22 04:00 | 9 | 4 | 7 | 1 | 0 | 0 | 57.8356 | 57.8356 | 0 | 16.2515 | 9.7834 | 12.9006 | 12.9006 | 939.9129 | 0 | 0 | 939.9129 | 0 | 0 | 0 | 0 | 0 | 57.8356 | 0 | 0 | 939.9129 | 0 | 0 | 0 | 0 | 0 | 0 | 0
2018-09-22 05:00 | 9 | 5 | 7 | 1 | 0 | 0 | 74.1809 | 74.1809 | 0 | 16.2515 | 9.7834 | 12.9006 | 12.9006 | 1205.5476 | 0 | 0 | 1205.5476 | 0 | 0 | 0 | 0 | 0 | 74.1809 | 0 | 0 | 1205.5476 | 0 | 0 | 0 | 0 | 0 | 0 | 0
2018-09-22 06:00 | 9 | 6 | 7 | 1 | 0 | 0 | 68.2789 | 68.2789 | 0 | 16.2515 | 9.7834 | 12.9006 | 12.9006 | 1109.6312 | 0 | 0 | 1109.6312 | 0 | 0 | 0 | 0 | 0 | 68.2789 | 0 | 0 | 1109.6312 | 0 | 0 | 0 | 0 | 0 | 0 | 0
2018-09-22 07:00 | 9 | 7 | 7 | 1 | 0 | 0.10571 | 55.3798 | 55.3798 | 5.2854 | 16.2515 | 9.7834 | 12.9006 | 12.9006 | 900.003 | 5.2854 | 0 | 814.1067 | 85.8963 | 0 | 68.1854 | 0 | 0 | 50.0944 | 0 | 0 | 814.1067 | 85.8963 | 0 | 68.1854 | 0 | 0 | 0.10571 | 0.051851
2018-09-22 08:00 | 9 | 8 | 7 | 1 | 0 | 0.2769 | 54.9731 | 54.9731 | 13.8447 | 16.2515 | 9.7834 | 12.9006 | 12.9006 | 893.3931 | 13.8447 | 0 | 668.3958 | 224.9974 | 0 | 178.6054 | 0 | 0 | 41.1284 | 0 | 0 | 668.3958 | 224.9974 | 0 | 178.6054 | 0 | 0 | 0.2769 | 0.15709
2018-09-22 09:00 | 9 | 9 | 7 | 1 | 0 | 0.41646 | 57.4423 | 57.4423 | 20.8229 | 16.2515 | 9.7834 | 12.9006 | 12.9006 | 933.5216 | 20.8229 | 0 | 595.1192 | 338.4025 | 0 | 268.6277 | 0 | 0 | 36.6194 | 0 | 0 | 595.1192 | 338.4025 | 0 | 268.6277 | 0 | 0 | 0.41646 | 0.21575
2018-09-22 10:00 | 9 | 10 | 7 | 1 | 0 | 0.51622 | 63.2407 | 63.2407 | 25.8108 | 16.2515 | 9.7834 | 12.9006 | 12.9006 | 1027.7531 | 25.8108 | 0 | 608.29 | 419.4631 | 0 | 332.9745 | 0 | 0 | 37.4299 | 0 | 0 | 608.29 | 419.4631 | 0 | 332.9745 | 0 | 0 | 0.51622 | 0.41784
2018-09-22 11:00 | 9 | 11 | 7 | 1 | 1 | 0.5747 | 63.7303 | 63.7303 | 28.7351 | 16.2515 | 9.7834 | 12.9006 | 12.9006 | 1035.7103 | 28.7351 | 0 | 568.7239 | 466.9864 | 0 | 370.699 | 0 | 0 | 34.9953 | 0 | 0 | 568.7239 | 466.9864 | 0 | 370.699 | 0 | 0 | 0.5747 | 0.45082
2018-09-22 12:00 | 9 | 12 | 7 | 1 | 1 | 0.55304 | 67.1559 | 67.1559 | 27.6522 | 16.2515 | 9.7834 | 12.9006 | 12.9006 | 1091.3813 | 27.6522 | 0 | 641.9928 | 449.3885 | 0 | 356.7296 | 0 | 0 | 39.5037 | 0 | 0 | 641.9928 | 449.3885 | 0 | 356.7296 | 0 | 0 | 0.55304 | 0.3132
2018-09-22 13:00 | 9 | 13 | 7 | 1 | 1 | 0.52453 | 76.3141 | 76.3141 | 26.2264 | 16.2515 | 9.7834 | 12.9006 | 12.9006 | 1240.2157 | 26.2264 | 0 | 813.9977 | 426.218 | 0 | 338.3366 | 0 | 0 | 50.0877 | 0 | 0 | 813.9977 | 426.218 | 0 | 338.3366 | 0 | 0 | 0.52453 | 0.33356
2018-09-22 14:00 | 9 | 14 | 7 | 1 | 1 | 0.35643 | 83.0699 | 83.0699 | 17.8213 | 16.2515 | 9.7834 | 12.9006 | 12.9006 | 1350.0074 | 17.8213 | 0 | 1060.3853 | 289.6221 | 0 | 229.9052 | 0 | 0 | 65.2486 | 0 | 0 | 1060.3853 | 289.6221 | 0 | 229.9052 | 0 | 0 | 0.35643 | 0.34595
2018-09-22 15:00 | 9 | 15 | 7 | 1 | 1 | 0.35502 | 87.267 | 87.267 | 17.7509 | 16.2515 | 9.7834 | 12.9006 | 12.9006 | 1418.216 | 17.7509 | 0 | 1129.738 | 288.478 | 0 | 228.997 | 0 | 0 | 69.5161 | 0 | 0 | 1129.738 | 288.478 | 0 | 228.997 | 0 | 0 | 0.35502 | 0.25777
2018-09-22 16:00 | 9 | 16 | 7 | 1 | 1 | 0.24975 | 88.7472 | 88.7472 | 12.4875 | 16.2515 | 9.7834 | 12.9006 | 12.9006 | 1442.2721 | 12.4875 | 0 | 1239.332 | 202.9401 | 0 | 161.0961 | 0 | 0 | 76.2597 | 0 | 0 | 1239.332 | 202.9401 | 0 | 161.0961 | 0 | 0 | 0.24975 | 0.23511
2018-09-22 17:00 | 9 | 17 | 7 | 1 | 1 | 0.092856 | 80.3126 | 80.3126 | 4.6428 | 16.2515 | 9.7834 | 12.9006 | 12.9006 | 1305.1962 | 4.6428 | 0 | 1229.744 | 75.4522 | 0 | 59.8948 | 0 | 0 | 75.6698 | 0 | 0 | 1229.744 | 75.4522 | 0 | 59.8948 | 0 | 0 | 0.092856 | 0.082983
2018-09-22 18:00 | 9 | 18 | 7 | 1 | 1 | 0 | 80.9926 | 80.9926 | 0 | 16.2515 | 9.7834 | 12.9006 | 12.9006 | 1316.2477 | 0 | 0 | 1316.2477 | 0 | 0 | 0 | 0 | 0 | 80.9926 | 0 | 0 | 1316.2477 | 0 | 0 | 0 | 0 | 0 | 0 | 0
2018-09-22 19:00 | 9 | 19 | 7 | 1 | 0 | 0 | 91.5932 | 91.5932 | 0 | 16.2515 | 9.7834 | 12.9006 | 12.9006 | 1488.5234 | 0 | 0 | 1488.5234 | 0 | 0 | 0 | 0 | 0 | 91.5932 | 0 | 0 | 1488.5234 | 0 | 0 | 0 | 0 | 0 | 0 | 0
2018-09-22 20:00 | 9 | 20 | 7 | 1 | 0 | 0 | 78.9116 | 78.9116 | 0 | 16.2515 | 9.7834 | 12.9006 | 12.9006 | 1282.4283 | 0 | 0 | 1282.4283 | 0 | 0 | 0 | 0 | 0 | 78.9116 | 0 | 0 | 1282.4283 | 0 | 0 | 0 | 0 | 0 | 0 | 0
2018-09-22 21:00 | 9 | 21 | 7 | 1 | 0 | 0 | 73.9479 | 73.9479 | 0 | 16.2515 | 9.7834 | 12.9006 | 12.9006 | 1201.7615 | 0 | 0 | 1201.7615 | 0 | 0 | 0 | 0 | 0 | 73.9479 | 0 | 0 | 1201.7615 | 0 | 0 | 0 | 0 | 0 | 0 | 0
2018-09-22 22:00 | 9 | 22 | 7 | 1 | 0 | 0 | 70.5177 | 70.5177 | 0 | 16.2515 | 9.7834 | 12.9006 | 12.9006 | 1146.0151 | 0 | 0 | 1146.0151 | 0 | 0 | 0 | 0 | 0 | 70.5177 | 0 | 0 | 1146.0151 | 0 | 0 | 0 | 0 | 0 | 0 | 0
2018-09-22 23:00 | 9 | 23 | 7 | 1 | 0 | 0 | 66.2927 | 66.2927 | 0 | 16.2515 | 9.7834 | 12.9006 | 12.9006 | 1077.3536 | 0 | 0 | 1077.3536 | 0 | 0 | 0 | 0 | 0 | 66.2927 | 0 | 0 | 1077.3536 | 0 | 0 | 0 | 0 | 0 | 0 | 0
2018-09-23 | 9 | 0 | 1 | 1 | 0 | 0 | 59.666 | 59.666 | 0 | 16.2515 | 9.7834 | 12.9006 | 12.9006 | 969.6593 | 0 | 0 | 969.6593 | 0 | 0 | 0 | 0 | 0 | 59.666 | 0 | 0 | 969.6593 | 0 | 0 | 0 | 0 | 0 | 0 | 0
2018-09-23 01:00 | 9 | 1 | 1 | 1 | 0 | 0 | 57.9428 | 57.9428 | 0 | 16.2515 | 9.7834 | 12.9006 | 12.9006 | 941.6543 | 0 | 0 | 941.6543 | 0 | 0 | 0 | 0 | 0 | 57.9428 | 0 | 0 | 941.6543 | 0 | 0 | 0 | 0 | 0 | 0 | 0
2018-09-23 02:00 | 9 | 2 | 1 | 1 | 0 | 0 | 56.465 | 56.465 | 0 | 16.2515 | 9.7834 | 12.9006 | 12.9006 | 917.6383 | 0 | 0 | 917.6383 | 0 | 0 | 0 | 0 | 0 | 56.465 | 0 | 0 | 917.6383 | 0 | 0 | 0 | 0 | 0 | 0 | 0
2018-09-23 03:00 | 9 | 3 | 1 | 1 | 0 | 0 | 56.4499 | 56.4499 | 0 | 16.2515 | 9.7834 | 12.9006 | 12.9006 | 917.3926 | 0 | 0 | 917.3926 | 0 | 0 | 0 | 0 | 0 | 56.4499 | 0 | 0 | 917.3926 | 0 | 0 | 0 | 0 | 0 | 0 | 0
2018-09-23 04:00 | 9 | 4 | 1 | 1 | 0 | 0 | 56 | 56 | 0 | 16.2515 | 9.7834 | 12.9006 | 12.9006 | 910.0823 | 0 | 0 | 910.0823 | 0 | 0 | 0 | 0 | 0 | 56 | 0 | 0 | 910.0823 | 0 | 0 | 0 | 0 | 0 | 0 | 0
2018-09-23 05:00 | 9 | 5 | 1 | 1 | 0 | 0 | 71.4176 | 71.4176 | 0 | 16.2515 | 9.7834 | 12.9006 | 12.9006 | 1160.6407 | 0 | 0 | 1160.6407 | 0 | 0 | 0 | 0 | 0 | 71.4176 | 0 | 0 | 1160.6407 | 0 | 0 | 0 | 0 | 0 | 0 | 0
2018-09-23 06:00 | 9 | 6 | 1 | 1 | 0 | 0 | 62.3156 | 62.3156 | 0 | 16.2515 | 9.7834 | 12.9006 | 12.9006 | 1012.7196 | 0 | 0 | 1012.7196 | 0 | 0 | 0 | 0 | 0 | 62.3156 | 0 | 0 | 1012.7196 | 0 | 0 | 0 | 0 | 0 | 0 | 7.9333e-05
2018-09-23 07:00 | 9 | 7 | 1 | 1 | 0 | 0.10572 | 50.3147 | 50.3147 | 5.2858 | 16.2515 | 9.7834 | 12.9006 | 12.9006 | 817.6869 | 5.2858 | 0 | 731.7858 | 85.9011 | 0 | 68.1893 | 0 | 0 | 45.0289 | 0 | 0 | 731.7858 | 85.9011 | 0 | 68.1893 | 0 | 0 | 0.10572 | 0.10431
2018-09-23 08:00 | 9 | 8 | 1 | 1 | 0 | 0.27962 | 51.2698 | 51.2698 | 13.981 | 16.2515 | 9.7834 | 12.9006 | 12.9006 | 833.2083 | 13.981 | 0 | 605.9967 | 227.2116 | 0 | 180.3631 | 0 | 0 | 37.2888 | 0 | 0 | 605.9967 | 227.2116 | 0 | 180.3631 | 0 | 0 | 0.27962 | 0.24463
2018-09-23 09:00 | 9 | 9 | 1 | 1 | 0 | 0.42388 | 55.0406 | 55.0406 | 21.1941 | 16.2515 | 9.7834 | 12.9006 | 12.9006 | 894.4906 | 21.1941 | 0 | 550.0565 | 344.4342 | 0 | 273.4157 | 0 | 0 | 33.8466 | 0 | 0 | 550.0565 | 344.4342 | 0 | 273.4157 | 0 | 0 | 0.42388 | 0.27737
2018-09-23 10:00 | 9 | 10 | 1 | 1 | 0 | 0.52759 | 57.1272 | 57.1272 | 26.3794 | 16.2515 | 9.7834 | 12.9006 | 12.9006 | 928.3996 | 26.3794 | 0 | 499.6951 | 428.7045 | 0 | 340.3104 | 0 | 0 | 30.7477 | 0 | 0 | 499.6951 | 428.7045 | 0 | 340.3104 | 0 | 0 | 0.52759 | 0.46541
2018-09-23 11:00 | 9 | 11 | 1 | 1 | 1 | 0.58614 | 56.5509 | 56.5509 | 29.3068 | 16.2515 | 9.7834 | 12.9006 | 12.9006 | 919.0339 | 29.3068 | 0 | 442.7557 | 476.2782 | 0 | 378.075 | 0 | 0 | 27.2441 | 0 | 0 | 442.7557 | 476.2782 | 0 | 378.075 | 0 | 0 | 0.58614 | 0.46769
2018-09-23 12:00 | 9 | 12 | 1 | 1 | 1 | 0.61097 | 61.7952 | 61.7952 | 30.5486 | 16.2515 | 9.7834 | 12.9006 | 12.9006 | 1004.2623 | 30.5486 | 0 | 507.8039 | 496.4584 | 0 | 394.0943 | 0 | 0 | 31.2467 | 0 | 0 | 507.8039 | 496.4584 | 0 | 394.0943 | 0 | 0 | 0.61097 | 0.40555
2018-09-23 13:00 | 9 | 13 | 1 | 1 | 1 | 0.5663 | 63.5573 | 63.5573 | 28.3149 | 16.2515 | 9.7834 | 12.9006 | 12.9006 | 1032.8982 | 28.3149 | 0 | 572.7407 | 460.1576 | 0 | 365.2782 | 0 | 0 | 35.2424 | 0 | 0 | 572.7407 | 460.1576 | 0 | 365.2782 | 0 | 0 | 0.5663 | 0.41571
2018-09-23 14:00 | 9 | 14 | 1 | 1 | 1 | 0.44911 | 61.8956 | 61.8956 | 22.4556 | 16.2515 | 9.7834 | 12.9006 | 12.9006 | 1005.8938 | 22.4556 | 0 | 640.9576 | 364.9362 | 0 | 289.6904 | 0 | 0 | 39.44 | 0 | 0 | 640.9576 | 364.9362 | 0 | 289.6904 | 0 | 0 | 0.44911 | 0.29675
2018-09-23 15:00 | 9 | 15 | 1 | 1 | 1 | 0.3907 | 65.6098 | 65.6098 | 19.5349 | 16.2515 | 9.7834 | 12.9006 | 12.9006 | 1066.2556 | 19.5349 | 0 | 748.785 | 317.4706 | 0 | 252.0117 | 0 | 0 | 46.0749 | 0 | 0 | 748.785 | 317.4706 | 0 | 252.0117 | 0 | 0 | 0.3907 | 0.21978
2018-09-23 16:00 | 9 | 16 | 1 | 1 | 1 | 0.22657 | 65.2097 | 65.2097 | 11.3284 | 16.2515 | 9.7834 | 12.9006 | 12.9006 | 1059.7523 | 11.3284 | 0 | 875.6501 | 184.1022 | 0 | 146.1424 | 0 | 0 | 53.8813 | 0 | 0 | 875.6501 | 184.1022 | 0 | 146.1424 | 0 | 0 | 0.22657 | 0.21521
2018-09-23 17:00 | 9 | 17 | 1 | 1 | 1 | 0.065631 | 60.3897 | 60.3897 | 3.2816 | 16.2515 | 9.7834 | 12.9006 | 12.9006 | 981.4214 | 3.2816 | 0 | 928.0912 | 53.3301 | 0 | 42.3341 | 0 | 0 | 57.1082 | 0 | 0 | 928.0912 | 53.3301 | 0 | 42.3341 | 0 | 0 | 0.065631 | 0.074535
2018-09-23 18:00 | 9 | 18 | 1 | 1 | 1 | 0 | 67.5828 | 67.5828 | 0 | 16.2515 | 9.7834 | 12.9006 | 12.9006 | 1098.3197 | 0 | 0 | 1098.3197 | 0 | 0 | 0 | 0 | 0 | 67.5828 | 0 | 0 | 1098.3197 | 0 | 0 | 0 | 0 | 0 | 0 | 0
2018-09-23 19:00 | 9 | 19 | 1 | 1 | 0 | 0 | 76.5414 | 76.5414 | 0 | 16.2515 | 9.7834 | 12.9006 | 12.9006 | 1243.9092 | 0 | 0 | 1243.9092 | 0 | 0 | 0 | 0 | 0 | 76.5414 | 0 | 0 | 1243.9092 | 0 | 0 | 0 | 0 | 0 | 0 | 0
2018-09-23 20:00 | 9 | 20 | 1 | 1 | 0 | 0 | 63.0791 | 63.0791 | 0 | 16.2515 | 9.7834 | 12.9006 | 12.9006 | 1025.128 | 0 | 0 | 1025.128 | 0 | 0 | 0 | 0 | 0 | 63.0791 | 0 | 0 | 1025.128 | 0 | 0 | 0 | 0 | 0 | 0 | 0
2018-09-23 21:00 | 9 | 21 | 1 | 1 | 0 | 0 | 59.8723 | 59.8723 | 0 | 16.2515 | 9.7834 | 12.9006 | 12.9006 | 973.0125 | 0 | 0 | 973.0125 | 0 | 0 | 0 | 0 | 0 | 59.8723 | 0 | 0 | 973.0125 | 0 | 0 | 0 | 0 | 0 | 0 | 0
2018-09-23 22:00 | 9 | 22 | 1 | 1 | 0 | 0 | 58.1966 | 58.1966 | 0 | 16.2515 | 9.7834 | 12.9006 | 12.9006 | 945.7803 | 0 | 0 | 945.7803 | 0 | 0 | 0 | 0 | 0 | 58.1966 | 0 | 0 | 945.7803 | 0 | 0 | 0 | 0 | 0 | 0 | 0
2018-09-23 23:00 | 9 | 23 | 1 | 1 | 0 | 0 | 55.6113 | 55.6113 | 0 | 16.2515 | 9.7834 | 12.9006 | 12.9006 | 903.7643 | 0 | 0 | 903.7643 | 0 | 0 | 0 | 0 | 0 | 55.6113 | 0 | 0 | 903.7643 | 0 | 0 | 0 | 0 | 0 | 0 | 0
2018-09-24 | 9 | 0 | 2 | 1 | 0 | 0 | 66.6147 | 66.6147 | 0 | 16.2515 | 9.7834 | 12.9006 | 12.9006 | 1082.5855 | 0 | 0 | 1082.5855 | 0 | 0 | 0 | 0 | 0 | 66.6147 | 0 | 0 | 1082.5855 | 0 | 0 | 0 | 0 | 0 | 0 | 0
2018-09-24 01:00 | 9 | 1 | 2 | 1 | 0 | 0 | 70.519 | 70.519 | 0 | 16.2515 | 9.7834 | 12.9006 | 12.9006 | 1146.0369 | 0 | 0 | 1146.0369 | 0 | 0 | 0 | 0 | 0 | 70.519 | 0 | 0 | 1146.0369 | 0 | 0 | 0 | 0 | 0 | 0 | 0
2018-09-24 02:00 | 9 | 2 | 2 | 1 | 0 | 0 | 72.7259 | 72.7259 | 0 | 16.2515 | 9.7834 | 12.9006 | 12.9006 | 1181.9026 | 0 | 0 | 1181.9026 | 0 | 0 | 0 | 0 | 0 | 72.7259 | 0 | 0 | 1181.9026 | 0 | 0 | 0 | 0 | 0 | 0 | 0
2018-09-24 03:00 | 9 | 3 | 2 | 1 | 0 | 0 | 80.3391 | 80.3391 | 0 | 16.2515 | 9.7834 | 12.9006 | 12.9006 | 1305.6278 | 0 | 0 | 1305.6278 | 0 | 0 | 0 | 0 | 0 | 80.3391 | 0 | 0 | 1305.6278 | 0 | 0 | 0 | 0 | 0 | 0 | 0
2018-09-24 04:00 | 9 | 4 | 2 | 1 | 0 | 0 | 94.6239 | 94.6239 | 0 | 16.2515 | 9.7834 | 12.9006 | 12.9006 | 1537.7758 | 0 | 0 | 1537.7758 | 0 | 0 | 0 | 0 | 0 | 94.6239 | 0 | 0 | 1537.7758 | 0 | 0 | 0 | 0 | 0 | 0 | 0
2018-09-24 05:00 | 9 | 5 | 2 | 1 | 0 | 0 | 127.1788 | 127.1788 | 0 | 16.2515 | 9.7834 | 12.9006 | 12.9006 | 2066.8413 | 0 | 0 | 2066.8413 | 0 | 0 | 0 | 0 | 0 | 127.1788 | 0 | 0 | 2066.8413 | 0 | 0 | 0 | 0 | 0 | 0 | 0
2018-09-24 06:00 | 9 | 6 | 2 | 1 | 0 | 0 | 139.5393 | 139.5393 | 0 | 16.2515 | 9.7834 | 12.9006 | 12.9006 | 2267.7172 | 0 | 0 | 2267.7172 | 0 | 0 | 0 | 0 | 0 | 139.5393 | 0 | 0 | 2267.7172 | 0 | 0 | 0 | 0 | 0 | 0 | 0
2018-09-24 07:00 | 9 | 7 | 2 | 1 | 0 | 0.08402 | 146.5326 | 146.5326 | 4.201 | 16.2515 | 9.7834 | 12.9006 | 12.9006 | 2381.3681 | 4.201 | 0 | 2313.0955 | 68.2726 | 0 | 54.1956 | 0 | 0 | 142.3316 | 0 | 0 | 2313.0955 | 68.2726 | 0 | 54.1956 | 0 | 0 | 0.08402 | 0.08088
2018-09-24 08:00 | 9 | 8 | 2 | 1 | 0 | 0.27236 | 165.52 | 165.52 | 13.6181 | 16.2515 | 9.7834 | 12.9006 | 12.9006 | 2689.9418 | 13.6181 | 0 | 2468.6278 | 221.314 | 0 | 175.6815 | 0 | 0 | 151.9019 | 0 | 0 | 2468.6278 | 221.314 | 0 | 175.6815 | 0 | 0 | 0.27236 | 0.18742
2018-09-24 09:00 | 9 | 9 | 2 | 1 | 0 | 0.4107 | 186.4758 | 186.4758 | 20.5352 | 16.2515 | 9.7834 | 12.9006 | 12.9006 | 3030.5037 | 20.5352 | 0 | 2696.7767 | 333.7269 | 0 | 264.9162 | 0 | 0 | 165.9406 | 0 | 0 | 2696.7767 | 333.7269 | 0 | 264.9162 | 0 | 0 | 0.4107 | 0.46203
2018-09-24 10:00 | 9 | 10 | 2 | 1 | 0 | 0.52508 | 198.6284 | 198.6284 | 26.2542 | 16.2515 | 9.7834 | 12.9006 | 12.9006 | 3228.0009 | 26.2542 | 0 | 2801.3319 | 426.669 | 0 | 338.6946 | 0 | 0 | 172.3742 | 0 | 0 | 2801.3319 | 426.669 | 0 | 338.6946 | 0 | 0 | 0.52508 | 0.53844
2018-09-24 11:00 | 9 | 11 | 2 | 1 | 1 | 0.58912 | 201.7072 | 201.7072 | 29.4561 | 16.2515 | 9.7834 | 12.9006 | 12.9006 | 3278.0352 | 29.4561 | 0 | 2799.3306 | 478.7045 | 0 | 380.001 | 0 | 0 | 172.2511 | 0 | 0 | 2799.3306 | 478.7045 | 0 | 380.001 | 0 | 0 | 0.58912 | 0.56431
2018-09-24 12:00 | 9 | 12 | 2 | 1 | 1 | 0.61521 | 197.8655 | 197.8655 | 30.7606 | 16.2515 | 9.7834 | 12.9006 | 12.9006 | 3215.6019 | 30.7606 | 0 | 2715.6973 | 499.9046 | 0 | 396.8298 | 0 | 0 | 167.1049 | 0 | 0 | 2715.6973 | 499.9046 | 0 | 396.8298 | 0 | 0 | 0.61521 | 0.48523
2018-09-24 13:00 | 9 | 13 | 2 | 1 | 1 | 0.59851 | 186.9522 | 186.9522 | 29.9254 | 16.2515 | 9.7834 | 12.9006 | 12.9006 | 3038.2449 | 29.9254 | 0 | 2551.9136 | 486.3313 | 0 | 386.0553 | 0 | 0 | 157.0268 | 0 | 0 | 2551.9136 | 486.3313 | 0 | 386.0553 | 0 | 0 | 0.59851 | 0.46592
2018-09-24 14:00 | 9 | 14 | 2 | 1 | 1 | 0.52878 | 168.4768 | 168.4768 | 26.439 | 16.2515 | 9.7834 | 12.9006 | 12.9006 | 2737.9934 | 26.439 | 0 | 2308.3211 | 429.6723 | 0 | 341.0786 | 0 | 0 | 142.0378 | 0 | 0 | 2308.3211 | 429.6723 | 0 | 341.0786 | 0 | 0 | 0.52878 | 0.37969
2018-09-24 15:00 | 9 | 15 | 2 | 1 | 1 | 0.41355 | 150.8384 | 150.8384 | 20.6776 | 16.2515 | 9.7834 | 12.9006 | 12.9006 | 2451.3445 | 20.6776 | 0 | 2115.3026 | 336.0419 | 0 | 266.7538 | 0 | 0 | 130.1608 | 0 | 0 | 2115.3026 | 336.0419 | 0 | 266.7538 | 0 | 0 | 0.41355 | 0.27771
2018-09-24 16:00 | 9 | 16 | 2 | 1 | 1 | 0.26084 | 127.3882 | 127.3882 | 13.0419 | 16.2515 | 9.7834 | 12.9006 | 12.9006 | 2070.2439 | 13.0419 | 0 | 1858.2933 | 211.9507 | 0 | 168.2488 | 0 | 0 | 114.3463 | 0 | 0 | 1858.2933 | 211.9507 | 0 | 168.2488 | 0 | 0 | 0.26084 | 0.14161
2018-09-24 17:00 | 9 | 17 | 2 | 1 | 1 | 0.085987 | 107.0051 | 107.0051 | 4.2993 | 16.2515 | 9.7834 | 12.9006 | 12.9006 | 1738.9894 | 4.2993 | 0 | 1669.1189 | 69.8705 | 0 | 55.464 | 0 | 0 | 102.7058 | 0 | 0 | 1669.1189 | 69.8705 | 0 | 55.464 | 0 | 0 | 0.085987 | 0.049844
2018-09-24 18:00 | 9 | 18 | 2 | 1 | 1 | 0 | 98.3139 | 98.3139 | 0 | 16.2515 | 9.7834 | 12.9006 | 12.9006 | 1597.7444 | 0 | 0 | 1597.7444 | 0 | 0 | 0 | 0 | 0 | 98.3139 | 0 | 0 | 1597.7444 | 0 | 0 | 0 | 0 | 0 | 0 | 0
2018-09-24 19:00 | 9 | 19 | 2 | 1 | 0 | 0 | 98.4293 | 98.4293 | 0 | 16.2515 | 9.7834 | 12.9006 | 12.9006 | 1599.6193 | 0 | 0 | 1599.6193 | 0 | 0 | 0 | 0 | 0 | 98.4293 | 0 | 0 | 1599.6193 | 0 | 0 | 0 | 0 | 0 | 0 | 0
2018-09-24 20:00 | 9 | 20 | 2 | 1 | 0 | 0 | 83.9489 | 83.9489 | 0 | 16.2515 | 9.7834 | 12.9006 | 12.9006 | 1364.2919 | 0 | 0 | 1364.2919 | 0 | 0 | 0 | 0 | 0 | 83.9489 | 0 | 0 | 1364.2919 | 0 | 0 | 0 | 0 | 0 | 0 | 0
2018-09-24 21:00 | 9 | 21 | 2 | 1 | 0 | 0 | 75.4879 | 75.4879 | 0 | 16.2515 | 9.7834 | 12.9006 | 12.9006 | 1226.7879 | 0 | 0 | 1226.7879 | 0 | 0 | 0 | 0 | 0 | 75.4879 | 0 | 0 | 1226.7879 | 0 | 0 | 0 | 0 | 0 | 0 | 0
2018-09-24 22:00 | 9 | 22 | 2 | 1 | 0 | 0 | 71.5398 | 71.5398 | 0 | 16.2515 | 9.7834 | 12.9006 | 12.9006 | 1162.6264 | 0 | 0 | 1162.6264 | 0 | 0 | 0 | 0 | 0 | 71.5398 | 0 | 0 | 1162.6264 | 0 | 0 | 0 | 0 | 0 | 0 | 0
2018-09-24 23:00 | 9 | 23 | 2 | 1 | 0 | 0 | 71.0358 | 71.0358 | 0 | 16.2515 | 9.7834 | 12.9006 | 12.9006 | 1154.4355 | 0 | 0 | 1154.4355 | 0 | 0 | 0 | 0 | 0 | 71.0358 | 0 | 0 | 1154.4355 | 0 | 0 | 0 | 0 | 0 | 0 | 0
2018-09-25 | 9 | 0 | 3 | 1 | 0 | 0 | 71.7582 | 71.7582 | 0 | 16.2515 | 9.7834 | 12.9006 | 12.9006 | 1166.1747 | 0 | 0 | 1166.1747 | 0 | 0 | 0 | 0 | 0 | 71.7582 | 0 | 0 | 1166.1747 | 0 | 0 | 0 | 0 | 0 | 0 | 0
2018-09-25 01:00 | 9 | 1 | 3 | 1 | 0 | 0 | 72.0129 | 72.0129 | 0 | 16.2515 | 9.7834 | 12.9006 | 12.9006 | 1170.3144 | 0 | 0 | 1170.3144 | 0 | 0 | 0 | 0 | 0 | 72.0129 | 0 | 0 | 1170.3144 | 0 | 0 | 0 | 0 | 0 | 0 | 0
2018-09-25 02:00 | 9 | 2 | 3 | 1 | 0 | 0 | 73.9665 | 73.9665 | 0 | 16.2515 | 9.7834 | 12.9006 | 12.9006 | 1202.0631 | 0 | 0 | 1202.0631 | 0 | 0 | 0 | 0 | 0 | 73.9665 | 0 | 0 | 1202.0631 | 0 | 0 | 0 | 0 | 0 | 0 | 0
2018-09-25 03:00 | 9 | 3 | 3 | 1 | 0 | 0 | 81.6637 | 81.6637 | 0 | 16.2515 | 9.7834 | 12.9006 | 12.9006 | 1327.1539 | 0 | 0 | 1327.1539 | 0 | 0 | 0 | 0 | 0 | 81.6637 | 0 | 0 | 1327.1539 | 0 | 0 | 0 | 0 | 0 | 0 | 0
2018-09-25 04:00 | 9 | 4 | 3 | 1 | 0 | 0 | 95.6272 | 95.6272 | 0 | 16.2515 | 9.7834 | 12.9006 | 12.9006 | 1554.0821 | 0 | 0 | 1554.0821 | 0 | 0 | 0 | 0 | 0 | 95.6272 | 0 | 0 | 1554.0821 | 0 | 0 | 0 | 0 | 0 | 0 | 0
2018-09-25 05:00 | 9 | 5 | 3 | 1 | 0 | 0 | 127.6875 | 127.6875 | 0 | 16.2515 | 9.7834 | 12.9006 | 12.9006 | 2075.1079 | 0 | 0 | 2075.1079 | 0 | 0 | 0 | 0 | 0 | 127.6875 | 0 | 0 | 2075.1079 | 0 | 0 | 0 | 0 | 0 | 0 | 0
2018-09-25 06:00 | 9 | 6 | 3 | 1 | 0 | 0 | 141.5083 | 141.5083 | 0 | 16.2515 | 9.7834 | 12.9006 | 12.9006 | 2299.7159 | 0 | 0 | 2299.7159 | 0 | 0 | 0 | 0 | 0 | 141.5083 | 0 | 0 | 2299.7159 | 0 | 0 | 0 | 0 | 0 | 0 | 0
2018-09-25 07:00 | 9 | 7 | 3 | 1 | 0 | 0.10495 | 148.0565 | 148.0565 | 5.2474 | 16.2515 | 9.7834 | 12.9006 | 12.9006 | 2406.1342 | 5.2474 | 0 | 2320.8555 | 85.2787 | 0 | 67.6952 | 0 | 0 | 142.8091 | 0 | 0 | 2320.8555 | 85.2787 | 0 | 67.6952 | 0 | 0 | 0.10495 | 0.12709
2018-09-25 08:00 | 9 | 8 | 3 | 1 | 0 | 0.28227 | 164.6454 | 164.6454 | 14.1136 | 16.2515 | 9.7834 | 12.9006 | 12.9006 | 2675.7271 | 14.1136 | 0 | 2446.3613 | 229.3657 | 0 | 182.0731 | 0 | 0 | 150.5318 | 0 | 0 | 2446.3613 | 229.3657 | 0 | 182.0731 | 0 | 0 | 0.28227 | 0.1778
2018-09-25 09:00 | 9 | 9 | 3 | 1 | 0 | 0.42197 | 178.748 | 178.748 | 21.0984 | 16.2515 | 9.7834 | 12.9006 | 12.9006 | 2904.9157 | 21.0984 | 0 | 2562.036 | 342.8797 | 0 | 272.1818 | 0 | 0 | 157.6496 | 0 | 0 | 2562.036 | 342.8797 | 0 | 272.1818 | 0 | 0 | 0.42197 | 0.40849
2018-09-25 10:00 | 9 | 10 | 3 | 1 | 0 | 0.52525 | 187.2125 | 187.2125 | 26.2625 | 16.2515 | 9.7834 | 12.9006 | 12.9006 | 3042.4762 | 26.2625 | 0 | 2615.6723 | 426.8039 | 0 | 338.8017 | 0 | 0 | 160.95 | 0 | 0 | 2615.6723 | 426.8039 | 0 | 338.8017 | 0 | 0 | 0.52525 | 0.5297
2018-09-25 11:00 | 9 | 11 | 3 | 1 | 1 | 0.59228 | 187.3168 | 187.3168 | 29.6139 | 16.2515 | 9.7834 | 12.9006 | 12.9006 | 3044.1716 | 29.6139 | 0 | 2562.9017 | 481.2698 | 0 | 382.0374 | 0 | 0 | 157.7029 | 0 | 0 | 2562.9017 | 481.2698 | 0 | 382.0374 | 0 | 0 | 0.59228 | 0.52619
2018-09-25 12:00 | 9 | 12 | 3 | 1 | 1 | 0.61522 | 181.7956 | 181.7956 | 30.7611 | 16.2515 | 9.7834 | 12.9006 | 12.9006 | 2954.4433 | 30.7611 | 0 | 2454.5314 | 499.9119 | 0 | 396.8356 | 0 | 0 | 151.0346 | 0 | 0 | 2454.5314 | 499.9119 | 0 | 396.8356 | 0 | 0 | 0.61522 | 0.57524
2018-09-25 13:00 | 9 | 13 | 3 | 1 | 1 | 0.59561 | 172.6793 | 172.6793 | 29.7803 | 16.2515 | 9.7834 | 12.9006 | 12.9006 | 2806.2905 | 29.7803 | 0 | 2322.3173 | 483.9733 | 0 | 384.1834 | 0 | 0 | 142.899 | 0 | 0 | 2322.3173 | 483.9733 | 0 | 384.1834 | 0 | 0 | 0.59561 | 0.36361
2018-09-25 14:00 | 9 | 14 | 3 | 1 | 1 | 0.5273 | 159.0652 | 159.0652 | 26.3651 | 16.2515 | 9.7834 | 12.9006 | 12.9006 | 2585.0417 | 26.3651 | 0 | 2156.5712 | 428.4705 | 0 | 340.1246 | 0 | 0 | 132.7002 | 0 | 0 | 2156.5712 | 428.4705 | 0 | 340.1246 | 0 | 0 | 0.5273 | 0.44716
2018-09-25 15:00 | 9 | 15 | 3 | 1 | 1 | 0.41662 | 143.4004 | 143.4004 | 20.8309 | 16.2515 | 9.7834 | 12.9006 | 12.9006 | 2330.4651 | 20.8309 | 0 | 1991.9334 | 338.5317 | 0 | 268.7302 | 0 | 0 | 122.5695 | 0 | 0 | 1991.9334 | 338.5317 | 0 | 268.7302 | 0 | 0 | 0.41662 | 0.4568
2018-09-25 16:00 | 9 | 16 | 3 | 1 | 1 | 0.2628 | 121.2162 | 121.2162 | 13.1402 | 16.2515 | 9.7834 | 12.9006 | 12.9006 | 1969.9402 | 13.1402 | 0 | 1756.3936 | 213.5466 | 0 | 169.5157 | 0 | 0 | 108.0761 | 0 | 0 | 1756.3936 | 213.5466 | 0 | 169.5157 | 0 | 0 | 0.2628 | 0.27134
2018-09-25 17:00 | 9 | 17 | 3 | 1 | 1 | 0.086209 | 101.142 | 101.142 | 4.3104 | 16.2515 | 9.7834 | 12.9006 | 12.9006 | 1643.705 | 4.3104 | 0 | 1573.6542 | 70.0508 | 0 | 55.6071 | 0 | 0 | 96.8316 | 0 | 0 | 1573.6542 | 70.0508 | 0 | 55.6071 | 0 | 0 | 0.086209 | 0.096888
2018-09-25 18:00 | 9 | 18 | 3 | 1 | 1 | 0 | 94.6817 | 94.6817 | 0 | 16.2515 | 9.7834 | 12.9006 | 12.9006 | 1538.7159 | 0 | 0 | 1538.7159 | 0 | 0 | 0 | 0 | 0 | 94.6817 | 0 | 0 | 1538.7159 | 0 | 0 | 0 | 0 | 0 | 0 | 0
2018-09-25 19:00 | 9 | 19 | 3 | 1 | 0 | 0 | 95.1748 | 95.1748 | 0 | 16.2515 | 9.7834 | 12.9006 | 12.9006 | 1546.7295 | 0 | 0 | 1546.7295 | 0 | 0 | 0 | 0 | 0 | 95.1748 | 0 | 0 | 1546.7295 | 0 | 0 | 0 | 0 | 0 | 0 | 0
2018-09-25 20:00 | 9 | 20 | 3 | 1 | 0 | 0 | 82.8697 | 82.8697 | 0 | 16.2515 | 9.7834 | 12.9006 | 12.9006 | 1346.7529 | 0 | 0 | 1346.7529 | 0 | 0 | 0 | 0 | 0 | 82.8697 | 0 | 0 | 1346.7529 | 0 | 0 | 0 | 0 | 0 | 0 | 0
2018-09-25 21:00 | 9 | 21 | 3 | 1 | 0 | 0 | 75.1288 | 75.1288 | 0 | 16.2515 | 9.7834 | 12.9006 | 12.9006 | 1220.9517 | 0 | 0 | 1220.9517 | 0 | 0 | 0 | 0 | 0 | 75.1288 | 0 | 0 | 1220.9517 | 0 | 0 | 0 | 0 | 0 | 0 | 0
2018-09-25 22:00 | 9 | 22 | 3 | 1 | 0 | 0 | 72.1348 | 72.1348 | 0 | 16.2515 | 9.7834 | 12.9006 | 12.9006 | 1172.2951 | 0 | 0 | 1172.2951 | 0 | 0 | 0 | 0 | 0 | 72.1348 | 0 | 0 | 1172.2951 | 0 | 0 | 0 | 0 | 0 | 0 | 0
2018-09-25 23:00 | 9 | 23 | 3 | 1 | 0 | 0 | 72.1627 | 72.1627 | 0 | 16.2515 | 9.7834 | 12.9006 | 12.9006 | 1172.7484 | 0 | 0 | 1172.7484 | 0 | 0 | 0 | 0 | 0 | 72.1627 | 0 | 0 | 1172.7484 | 0 | 0 | 0 | 0 | 0 | 0 | 0
2018-09-26 | 9 | 0 | 4 | 1 | 0 | 0 | 72.5104 | 72.5104 | 0 | 16.2515 | 9.7834 | 12.9006 | 12.9006 | 1178.4002 | 0 | 0 | 1178.4002 | 0 | 0 | 0 | 0 | 0 | 72.5104 | 0 | 0 | 1178.4002 | 0 | 0 | 0 | 0 | 0 | 0 | 0
2018-09-26 01:00 | 9 | 1 | 4 | 1 | 0 | 0 | 72.8252 | 72.8252 | 0 | 16.2515 | 9.7834 | 12.9006 | 12.9006 | 1183.5162 | 0 | 0 | 1183.5162 | 0 | 0 | 0 | 0 | 0 | 72.8252 | 0 | 0 | 1183.5162 | 0 | 0 | 0 | 0 | 0 | 0 | 0
2018-09-26 02:00 | 9 | 2 | 4 | 1 | 0 | 0 | 75.2226 | 75.2226 | 0 | 16.2515 | 9.7834 | 12.9006 | 12.9006 | 1222.4773 | 0 | 0 | 1222.4773 | 0 | 0 | 0 | 0 | 0 | 75.2226 | 0 | 0 | 1222.4773 | 0 | 0 | 0 | 0 | 0 | 0 | 0
2018-09-26 03:00 | 9 | 3 | 4 | 1 | 0 | 0 | 83.1172 | 83.1172 | 0 | 16.2515 | 9.7834 | 12.9006 | 12.9006 | 1350.7748 | 0 | 0 | 1350.7748 | 0 | 0 | 0 | 0 | 0 | 83.1172 | 0 | 0 | 1350.7748 | 0 | 0 | 0 | 0 | 0 | 0 | 0
2018-09-26 04:00 | 9 | 4 | 4 | 1 | 0 | 0 | 96.2227 | 96.2227 | 0 | 16.2515 | 9.7834 | 12.9006 | 12.9006 | 1563.7588 | 0 | 0 | 1563.7588 | 0 | 0 | 0 | 0 | 0 | 96.2227 | 0 | 0 | 1563.7588 | 0 | 0 | 0 | 0 | 0 | 0 | 0
2018-09-26 05:00 | 9 | 5 | 4 | 1 | 0 | 0 | 128.5402 | 128.5402 | 0 | 16.2515 | 9.7834 | 12.9006 | 12.9006 | 2088.9659 | 0 | 0 | 2088.9659 | 0 | 0 | 0 | 0 | 0 | 128.5402 | 0 | 0 | 2088.9659 | 0 | 0 | 0 | 0 | 0 | 0 | 0
2018-09-26 06:00 | 9 | 6 | 4 | 1 | 0 | 0 | 143.1668 | 143.1668 | 0 | 16.2515 | 9.7834 | 12.9006 | 12.9006 | 2326.6692 | 0 | 0 | 2326.6692 | 0 | 0 | 0 | 0 | 0 | 143.1668 | 0 | 0 | 2326.6692 | 0 | 0 | 0 | 0 | 0 | 0 | 0
2018-09-26 07:00 | 9 | 7 | 4 | 1 | 0 | 0.072632 | 148.3843 | 148.3843 | 3.6316 | 16.2515 | 9.7834 | 12.9006 | 12.9006 | 2411.4603 | 3.6316 | 0 | 2352.4416 | 59.0187 | 0 | 46.8497 | 0 | 0 | 144.7527 | 0 | 0 | 2352.4416 | 59.0187 | 0 | 46.8497 | 0 | 0 | 0.072632 | 0.069731
2018-09-26 08:00 | 9 | 8 | 4 | 1 | 0 | 0.28049 | 164.1202 | 164.1202 | 14.0245 | 16.2515 | 9.7834 | 12.9006 | 12.9006 | 2667.1919 | 14.0245 | 0 | 2439.2725 | 227.9194 | 0 | 180.9249 | 0 | 0 | 150.0956 | 0 | 0 | 2439.2725 | 227.9194 | 0 | 180.9249 | 0 | 0 | 0.28049 | 0.11093
2018-09-26 09:00 | 9 | 9 | 4 | 1 | 0 | 0.41897 | 176.4578 | 176.4578 | 20.9488 | 16.2515 | 9.7834 | 12.9006 | 12.9006 | 2867.6962 | 20.9488 | 0 | 2527.2485 | 340.4477 | 0 | 270.2512 | 0 | 0 | 155.509 | 0 | 0 | 2527.2485 | 340.4477 | 0 | 270.2512 | 0 | 0 | 0.41897 | 0.34609
2018-09-26 10:00 | 9 | 10 | 4 | 1 | 0 | 0.52922 | 187.5922 | 187.5922 | 26.4612 | 16.2515 | 9.7834 | 12.9006 | 12.9006 | 3048.6469 | 26.4612 | 0 | 2618.6139 | 430.033 | 0 | 341.365 | 0 | 0 | 161.131 | 0 | 0 | 2618.6139 | 430.033 | 0 | 341.365 | 0 | 0 | 0.52922 | 0.30233
2018-09-26 11:00 | 9 | 11 | 4 | 1 | 1 | 0.52646 | 193.3508 | 193.3508 | 26.3229 | 16.2515 | 9.7834 | 12.9006 | 12.9006 | 3142.2328 | 26.3229 | 0 | 2714.4465 | 427.7863 | 0 | 339.5815 | 0 | 0 | 167.0279 | 0 | 0 | 2714.4465 | 427.7863 | 0 | 339.5815 | 0 | 0 | 0.52646 | 0.20606
2018-09-26 12:00 | 9 | 12 | 4 | 1 | 1 | 0.60615 | 191.2523 | 191.2523 | 30.3074 | 16.2515 | 9.7834 | 12.9006 | 12.9006 | 3108.1287 | 30.3074 | 0 | 2615.5893 | 492.5394 | 0 | 390.9833 | 0 | 0 | 160.9449 | 0 | 0 | 2615.5893 | 492.5394 | 0 | 390.9833 | 0 | 0 | 0.60615 | 0.30579
2018-09-26 13:00 | 9 | 13 | 4 | 1 | 1 | 0.53679 | 183.367 | 183.367 | 26.8393 | 16.2515 | 9.7834 | 12.9006 | 12.9006 | 2979.9813 | 26.8393 | 0 | 2543.8036 | 436.1777 | 0 | 346.2428 | 0 | 0 | 156.5277 | 0 | 0 | 2543.8036 | 436.1777 | 0 | 346.2428 | 0 | 0 | 0.53679 | 0.37487
2018-09-26 14:00 | 9 | 14 | 4 | 1 | 1 | 0.40227 | 167.5112 | 167.5112 | 20.1134 | 16.2515 | 9.7834 | 12.9006 | 12.9006 | 2722.3005 | 20.1134 | 0 | 2395.4284 | 326.872 | 0 | 259.4747 | 0 | 0 | 147.3978 | 0 | 0 | 2395.4284 | 326.872 | 0 | 259.4747 | 0 | 0 | 0.40227 | 0.35424
2018-09-26 15:00 | 9 | 15 | 4 | 1 | 1 | 0.23146 | 149.5438 | 149.5438 | 11.5731 | 16.2515 | 9.7834 | 12.9006 | 12.9006 | 2430.3038 | 11.5731 | 0 | 2242.2241 | 188.0797 | 0 | 149.2998 | 0 | 0 | 137.9707 | 0 | 0 | 2242.2241 | 188.0797 | 0 | 149.2998 | 0 | 0 | 0.23146 | 0.32183
2018-09-26 16:00 | 9 | 16 | 4 | 1 | 1 | 0.19626 | 126.6816 | 126.6816 | 9.8133 | 16.2515 | 9.7834 | 12.9006 | 12.9006 | 2058.7601 | 9.8133 | 0 | 1899.2805 | 159.4796 | 0 | 126.5967 | 0 | 0 | 116.8683 | 0 | 0 | 1899.2805 | 159.4796 | 0 | 126.5967 | 0 | 0 | 0.19626 | 0.23393
2018-09-26 17:00 | 9 | 17 | 4 | 1 | 1 | 0.052659 | 105.447 | 105.447 | 2.633 | 16.2515 | 9.7834 | 12.9006 | 12.9006 | 1713.6666 | 2.633 | 0 | 1670.8772 | 42.7894 | 0 | 33.9667 | 0 | 0 | 102.814 | 0 | 0 | 1670.8772 | 42.7894 | 0 | 33.9667 | 0 | 0 | 0.052659 | 0.077713
2018-09-26 18:00 | 9 | 18 | 4 | 1 | 1 | 0 | 94.45 | 94.45 | 0 | 16.2515 | 9.7834 | 12.9006 | 12.9006 | 1534.9499 | 0 | 0 | 1534.9499 | 0 | 0 | 0 | 0 | 0 | 94.45 | 0 | 0 | 1534.9499 | 0 | 0 | 0 | 0 | 0 | 0 | 0
2018-09-26 19:00 | 9 | 19 | 4 | 1 | 0 | 0 | 95.1525 | 95.1525 | 0 | 16.2515 | 9.7834 | 12.9006 | 12.9006 | 1546.3662 | 0 | 0 | 1546.3662 | 0 | 0 | 0 | 0 | 0 | 95.1525 | 0 | 0 | 1546.3662 | 0 | 0 | 0 | 0 | 0 | 0 | 0
2018-09-26 20:00 | 9 | 20 | 4 | 1 | 0 | 0 | 82.3104 | 82.3104 | 0 | 16.2515 | 9.7834 | 12.9006 | 12.9006 | 1337.6643 | 0 | 0 | 1337.6643 | 0 | 0 | 0 | 0 | 0 | 82.3104 | 0 | 0 | 1337.6643 | 0 | 0 | 0 | 0 | 0 | 0 | 0
2018-09-26 21:00 | 9 | 21 | 4 | 1 | 0 | 0 | 73.9699 | 73.9699 | 0 | 16.2515 | 9.7834 | 12.9006 | 12.9006 | 1202.1183 | 0 | 0 | 1202.1183 | 0 | 0 | 0 | 0 | 0 | 73.9699 | 0 | 0 | 1202.1183 | 0 | 0 | 0 | 0 | 0 | 0 | 0
2018-09-26 22:00 | 9 | 22 | 4 | 1 | 0 | 0 | 70.7138 | 70.7138 | 0 | 16.2515 | 9.7834 | 12.9006 | 12.9006 | 1149.2021 | 0 | 0 | 1149.2021 | 0 | 0 | 0 | 0 | 0 | 70.7138 | 0 | 0 | 1149.2021 | 0 | 0 | 0 | 0 | 0 | 0 | 0
2018-09-26 23:00 | 9 | 23 | 4 | 1 | 0 | 0 | 70.3777 | 70.3777 | 0 | 16.2515 | 9.7834 | 12.9006 | 12.9006 | 1143.7397 | 0 | 0 | 1143.7397 | 0 | 0 | 0 | 0 | 0 | 70.3777 | 0 | 0 | 1143.7397 | 0 | 0 | 0 | 0 | 0 | 0 | 0
2018-09-27 | 9 | 0 | 5 | 1 | 0 | 0 | 70.7995 | 70.7995 | 0 | 16.2515 | 9.7834 | 12.9006 | 12.9006 | 1150.5942 | 0 | 0 | 1150.5942 | 0 | 0 | 0 | 0 | 0 | 70.7995 | 0 | 0 | 1150.5942 | 0 | 0 | 0 | 0 | 0 | 0 | 0
2018-09-27 01:00 | 9 | 1 | 5 | 1 | 0 | 0 | 72.0201 | 72.0201 | 0 | 16.2515 | 9.7834 | 12.9006 | 12.9006 | 1170.4311 | 0 | 0 | 1170.4311 | 0 | 0 | 0 | 0 | 0 | 72.0201 | 0 | 0 | 1170.4311 | 0 | 0 | 0 | 0 | 0 | 0 | 0
2018-09-27 02:00 | 9 | 2 | 5 | 1 | 0 | 0 | 74.5753 | 74.5753 | 0 | 16.2515 | 9.7834 | 12.9006 | 12.9006 | 1211.957 | 0 | 0 | 1211.957 | 0 | 0 | 0 | 0 | 0 | 74.5753 | 0 | 0 | 1211.957 | 0 | 0 | 0 | 0 | 0 | 0 | 0
2018-09-27 03:00 | 9 | 3 | 5 | 1 | 0 | 0 | 81.7806 | 81.7806 | 0 | 16.2515 | 9.7834 | 12.9006 | 12.9006 | 1329.0546 | 0 | 0 | 1329.0546 | 0 | 0 | 0 | 0 | 0 | 81.7806 | 0 | 0 | 1329.0546 | 0 | 0 | 0 | 0 | 0 | 0 | 0
2018-09-27 04:00 | 9 | 4 | 5 | 1 | 0 | 0 | 95.4841 | 95.4841 | 0 | 16.2515 | 9.7834 | 12.9006 | 12.9006 | 1551.7556 | 0 | 0 | 1551.7556 | 0 | 0 | 0 | 0 | 0 | 95.4841 | 0 | 0 | 1551.7556 | 0 | 0 | 0 | 0 | 0 | 0 | 0
2018-09-27 05:00 | 9 | 5 | 5 | 1 | 0 | 0 | 129.3217 | 129.3217 | 0 | 16.2515 | 9.7834 | 12.9006 | 12.9006 | 2101.6664 | 0 | 0 | 2101.6664 | 0 | 0 | 0 | 0 | 0 | 129.3217 | 0 | 0 | 2101.6664 | 0 | 0 | 0 | 0 | 0 | 0 | 0
2018-09-27 06:00 | 9 | 6 | 5 | 1 | 0 | 0 | 144.4529 | 144.4529 | 0 | 16.2515 | 9.7834 | 12.9006 | 12.9006 | 2347.5706 | 0 | 0 | 2347.5706 | 0 | 0 | 0 | 0 | 0 | 144.4529 | 0 | 0 | 2347.5706 | 0 | 0 | 0 | 0 | 0 | 0 | 0
2018-09-27 07:00 | 9 | 7 | 5 | 1 | 0 | 0.096905 | 149.2181 | 149.2181 | 4.8453 | 16.2515 | 9.7834 | 12.9006 | 12.9006 | 2425.0115 | 4.8453 | 0 | 2346.2688 | 78.7427 | 0 | 62.5068 | 0 | 0 | 144.3728 | 0 | 0 | 2346.2688 | 78.7427 | 0 | 62.5068 | 0 | 0 | 0.096905 | 0.084726
2018-09-27 08:00 | 9 | 8 | 5 | 1 | 0 | 0.25956 | 165.0664 | 165.0664 | 12.978 | 16.2515 | 9.7834 | 12.9006 | 12.9006 | 2682.5694 | 12.978 | 0 | 2471.6572 | 210.9122 | 0 | 167.4245 | 0 | 0 | 152.0883 | 0 | 0 | 2471.6572 | 210.9122 | 0 | 167.4245 | 0 | 0 | 0.25956 | 0.24191
2018-09-27 09:00 | 9 | 9 | 5 | 1 | 0 | 0.41585 | 181.4392 | 181.4392 | 20.7924 | 16.2515 | 9.7834 | 12.9006 | 12.9006 | 2948.651 | 20.7924 | 0 | 2610.745 | 337.906 | 0 | 268.2335 | 0 | 0 | 160.6468 | 0 | 0 | 2610.745 | 337.906 | 0 | 268.2335 | 0 | 0 | 0.41585 | 0.4237
2018-09-27 10:00 | 9 | 10 | 5 | 1 | 0 | 0.27259 | 199.3105 | 199.3105 | 13.6296 | 16.2515 | 9.7834 | 12.9006 | 12.9006 | 3239.0863 | 13.6296 | 0 | 3017.5863 | 221.5 | 0 | 175.8292 | 0 | 0 | 185.681 | 0 | 0 | 3017.5863 | 221.5 | 0 | 175.8292 | 0 | 0 | 0.27259 | 0.42048
2018-09-27 11:00 | 9 | 11 | 5 | 1 | 1 | 0.41013 | 208.5889 | 208.5889 | 20.5066 | 16.2515 | 9.7834 | 12.9006 | 12.9006 | 3389.8734 | 20.5066 | 0 | 3056.6113 | 333.2621 | 0 | 264.5472 | 0 | 0 | 188.0823 | 0 | 0 | 3056.6113 | 333.2621 | 0 | 264.5472 | 0 | 0 | 0.41013 | 0.44135
2018-09-27 12:00 | 9 | 12 | 5 | 1 | 1 | 0.25366 | 207.8796 | 207.8796 | 12.6829 | 16.2515 | 9.7834 | 12.9006 | 12.9006 | 3378.3469 | 12.6829 | 0 | 3172.2321 | 206.1148 | 0 | 163.6162 | 0 | 0 | 195.1968 | 0 | 0 | 3172.2321 | 206.1148 | 0 | 163.6162 | 0 | 0 | 0.25366 | 0.44404
2018-09-27 13:00 | 9 | 13 | 5 | 1 | 1 | 0.32765 | 200.0734 | 200.0734 | 16.3827 | 16.2515 | 9.7834 | 12.9006 | 12.9006 | 3251.4844 | 16.3827 | 0 | 2985.2417 | 266.2427 | 0 | 211.3465 | 0 | 0 | 183.6907 | 0 | 0 | 2985.2417 | 266.2427 | 0 | 211.3465 | 0 | 0 | 0.32765 | 0.4909
2018-09-27 14:00 | 9 | 14 | 5 | 1 | 1 | 0.4548 | 184.5088 | 184.5088 | 22.7398 | 16.2515 | 9.7834 | 12.9006 | 12.9006 | 2998.5373 | 22.7398 | 0 | 2628.9824 | 369.5549 | 0 | 293.3568 | 0 | 0 | 161.769 | 0 | 0 | 2628.9824 | 369.5549 | 0 | 293.3568 | 0 | 0 | 0.4548 | 0.45078
2018-09-27 15:00 | 9 | 15 | 5 | 1 | 1 | 0.3492 | 165.8326 | 165.8326 | 17.4599 | 16.2515 | 9.7834 | 12.9006 | 12.9006 | 2695.0205 | 17.4599 | 0 | 2411.2709 | 283.7496 | 0 | 225.2436 | 0 | 0 | 148.3726 | 0 | 0 | 2411.2709 | 283.7496 | 0 | 225.2436 | 0 | 0 | 0.3492 | 0.37376
2018-09-27 16:00 | 9 | 16 | 5 | 1 | 1 | 0.050155 | 140.0918 | 140.0918 | 2.5078 | 16.2515 | 9.7834 | 12.9006 | 12.9006 | 2276.6965 | 2.5078 | 0 | 2235.9416 | 40.7549 | 0 | 32.3517 | 0 | 0 | 137.5841 | 0 | 0 | 2235.9416 | 40.7549 | 0 | 32.3517 | 0 | 0 | 0.050155 | 0.21844
2018-09-27 17:00 | 9 | 17 | 5 | 1 | 1 | 0.020972 | 116.5448 | 116.5448 | 1.0486 | 16.2515 | 9.7834 | 12.9006 | 12.9006 | 1894.0226 | 1.0486 | 0 | 1876.9817 | 17.041 | 0 | 13.5273 | 0 | 0 | 115.4962 | 0 | 0 | 1876.9817 | 17.041 | 0 | 13.5273 | 0 | 0 | 0.020972 | 0.075845
2018-09-27 18:00 | 9 | 18 | 5 | 1 | 1 | 0 | 102.0227 | 102.0227 | 0 | 16.2515 | 9.7834 | 12.9006 | 12.9006 | 1658.0171 | 0 | 0 | 1658.0171 | 0 | 0 | 0 | 0 | 0 | 102.0227 | 0 | 0 | 1658.0171 | 0 | 0 | 0 | 0 | 0 | 0 | 0
2018-09-27 19:00 | 9 | 19 | 5 | 1 | 0 | 0 | 97.9662 | 97.9662 | 0 | 16.2515 | 9.7834 | 12.9006 | 12.9006 | 1592.0942 | 0 | 0 | 1592.0942 | 0 | 0 | 0 | 0 | 0 | 97.9662 | 0 | 0 | 1592.0942 | 0 | 0 | 0 | 0 | 0 | 0 | 0
2018-09-27 20:00 | 9 | 20 | 5 | 1 | 0 | 0 | 84.0336 | 84.0336 | 0 | 16.2515 | 9.7834 | 12.9006 | 12.9006 | 1365.6691 | 0 | 0 | 1365.6691 | 0 | 0 | 0 | 0 | 0 | 84.0336 | 0 | 0 | 1365.6691 | 0 | 0 | 0 | 0 | 0 | 0 | 0
2018-09-27 21:00 | 9 | 21 | 5 | 1 | 0 | 0 | 74.9555 | 74.9555 | 0 | 16.2515 | 9.7834 | 12.9006 | 12.9006 | 1218.1364 | 0 | 0 | 1218.1364 | 0 | 0 | 0 | 0 | 0 | 74.9555 | 0 | 0 | 1218.1364 | 0 | 0 | 0 | 0 | 0 | 0 | 0
2018-09-27 22:00 | 9 | 22 | 5 | 1 | 0 | 0 | 70.7407 | 70.7407 | 0 | 16.2515 | 9.7834 | 12.9006 | 12.9006 | 1149.6394 | 0 | 0 | 1149.6394 | 0 | 0 | 0 | 0 | 0 | 70.7407 | 0 | 0 | 1149.6394 | 0 | 0 | 0 | 0 | 0 | 0 | 0
2018-09-27 23:00 | 9 | 23 | 5 | 1 | 0 | 0 | 69.692 | 69.692 | 0 | 16.2515 | 9.7834 | 12.9006 | 12.9006 | 1132.5961 | 0 | 0 | 1132.5961 | 0 | 0 | 0 | 0 | 0 | 69.692 | 0 | 0 | 1132.5961 | 0 | 0 | 0 | 0 | 0 | 0 | 0
2018-09-28 | 9 | 0 | 6 | 1 | 0 | 0 | 70.3678 | 70.3678 | 0 | 16.2515 | 9.7834 | 12.9006 | 12.9006 | 1143.5786 | 0 | 0 | 1143.5786 | 0 | 0 | 0 | 0 | 0 | 70.3678 | 0 | 0 | 1143.5786 | 0 | 0 | 0 | 0 | 0 | 0 | 0
2018-09-28 01:00 | 9 | 1 | 6 | 1 | 0 | 0 | 71.0957 | 71.0957 | 0 | 16.2515 | 9.7834 | 12.9006 | 12.9006 | 1155.4083 | 0 | 0 | 1155.4083 | 0 | 0 | 0 | 0 | 0 | 71.0957 | 0 | 0 | 1155.4083 | 0 | 0 | 0 | 0 | 0 | 0 | 0
2018-09-28 02:00 | 9 | 2 | 6 | 1 | 0 | 0 | 73.1992 | 73.1992 | 0 | 16.2515 | 9.7834 | 12.9006 | 12.9006 | 1189.5933 | 0 | 0 | 1189.5933 | 0 | 0 | 0 | 0 | 0 | 73.1992 | 0 | 0 | 1189.5933 | 0 | 0 | 0 | 0 | 0 | 0 | 0
2018-09-28 03:00 | 9 | 3 | 6 | 1 | 0 | 0 | 81.5233 | 81.5233 | 0 | 16.2515 | 9.7834 | 12.9006 | 12.9006 | 1324.8727 | 0 | 0 | 1324.8727 | 0 | 0 | 0 | 0 | 0 | 81.5233 | 0 | 0 | 1324.8727 | 0 | 0 | 0 | 0 | 0 | 0 | 0
2018-09-28 04:00 | 9 | 4 | 6 | 1 | 0 | 0 | 95.4548 | 95.4548 | 0 | 16.2515 | 9.7834 | 12.9006 | 12.9006 | 1551.2798 | 0 | 0 | 1551.2798 | 0 | 0 | 0 | 0 | 0 | 95.4548 | 0 | 0 | 1551.2798 | 0 | 0 | 0 | 0 | 0 | 0 | 0
2018-09-28 05:00 | 9 | 5 | 6 | 1 | 0 | 0 | 127.9644 | 127.9644 | 0 | 16.2515 | 9.7834 | 12.9006 | 12.9006 | 2079.6082 | 0 | 0 | 2079.6082 | 0 | 0 | 0 | 0 | 0 | 127.9644 | 0 | 0 | 2079.6082 | 0 | 0 | 0 | 0 | 0 | 0 | 0
2018-09-28 06:00 | 9 | 6 | 6 | 1 | 0 | 0 | 144.0581 | 144.0581 | 0 | 16.2515 | 9.7834 | 12.9006 | 12.9006 | 2341.1541 | 0 | 0 | 2341.1541 | 0 | 0 | 0 | 0 | 0 | 144.0581 | 0 | 0 | 2341.1541 | 0 | 0 | 0 | 0 | 0 | 0 | 0
2018-09-28 07:00 | 9 | 7 | 6 | 1 | 0 | 0.0069291 | 148.1319 | 148.1319 | 0.34645 | 16.2515 | 9.7834 | 12.9006 | 12.9006 | 2407.3597 | 0.34645 | 0 | 2401.7293 | 5.6304 | 0 | 4.4695 | 0 | 0 | 147.7855 | 0 | 0 | 2401.7293 | 5.6304 | 0 | 4.4695 | 0 | 0 | 0.0069291 | 0.011712
2018-09-28 08:00 | 9 | 8 | 6 | 1 | 0 | 0.0063869 | 165.5468 | 165.5468 | 0.31934 | 16.2515 | 9.7834 | 12.9006 | 12.9006 | 2690.377 | 0.31934 | 0 | 2685.1872 | 5.1898 | 0 | 4.1197 | 0 | 0 | 165.2275 | 0 | 0 | 2685.1872 | 5.1898 | 0 | 4.1197 | 0 | 0 | 0.0063869 | 0.076181
2018-09-28 09:00 | 9 | 9 | 6 | 1 | 0 | 0.045364 | 179.8709 | 179.8709 | 2.2682 | 16.2515 | 9.7834 | 12.9006 | 12.9006 | 2923.1642 | 2.2682 | 0 | 2886.3027 | 36.8615 | 0 | 29.261 | 0 | 0 | 177.6027 | 0 | 0 | 2886.3027 | 36.8615 | 0 | 29.261 | 0 | 0 | 0.045364 | 0.075127
2018-09-28 10:00 | 9 | 10 | 6 | 1 | 0 | 0.02696 | 191.2242 | 191.2242 | 1.348 | 16.2515 | 9.7834 | 12.9006 | 12.9006 | 3107.6723 | 1.348 | 0 | 3085.7655 | 21.9068 | 0 | 17.3899 | 0 | 0 | 189.8762 | 0 | 0 | 3085.7655 | 21.9068 | 0 | 17.3899 | 0 | 0 | 0.02696 | 0.034905
2018-09-28 11:00 | 9 | 11 | 6 | 1 | 1 | 0.015313 | 195.1354 | 195.1354 | 0.76567 | 16.2515 | 9.7834 | 12.9006 | 12.9006 | 3171.234 | 0.76567 | 0 | 3158.7908 | 12.4432 | 0 | 9.8775 | 0 | 0 | 194.3697 | 0 | 0 | 3158.7908 | 12.4432 | 0 | 9.8775 | 0 | 0 | 0.015313 | 0.062613
2018-09-28 12:00 | 9 | 12 | 6 | 1 | 1 | 0.017979 | 190.6329 | 190.6329 | 0.89897 | 16.2515 | 9.7834 | 12.9006 | 12.9006 | 3098.0618 | 0.89897 | 0 | 3083.4523 | 14.6095 | 0 | 11.5972 | 0 | 0 | 189.7339 | 0 | 0 | 3083.4523 | 14.6095 | 0 | 11.5972 | 0 | 0 | 0.017979 | 0.18324
2018-09-28 13:00 | 9 | 13 | 6 | 1 | 1 | 0.041374 | 179.3718 | 179.3718 | 2.0687 | 16.2515 | 9.7834 | 12.9006 | 12.9006 | 2915.0523 | 2.0687 | 0 | 2881.4328 | 33.6196 | 0 | 26.6876 | 0 | 0 | 177.303 | 0 | 0 | 2881.4328 | 33.6196 | 0 | 26.6876 | 0 | 0 | 0.041374 | 0.098438
2018-09-28 14:00 | 9 | 14 | 6 | 1 | 1 | 0.066683 | 161.4723 | 161.4723 | 3.3341 | 16.2515 | 9.7834 | 12.9006 | 12.9006 | 2624.1598 | 3.3341 | 0 | 2569.975 | 54.1847 | 0 | 43.0124 | 0 | 0 | 158.1381 | 0 | 0 | 2569.975 | 54.1847 | 0 | 43.0124 | 0 | 0 | 0.066683 | 0.037593
2018-09-28 15:00 | 9 | 15 | 6 | 1 | 1 | 0.032405 | 142.1149 | 142.1149 | 1.6202 | 16.2515 | 9.7834 | 12.9006 | 12.9006 | 2309.5734 | 1.6202 | 0 | 2283.2424 | 26.331 | 0 | 20.9019 | 0 | 0 | 140.4946 | 0 | 0 | 2283.2424 | 26.331 | 0 | 20.9019 | 0 | 0 | 0.032405 | 0.0403
2018-09-28 16:00 | 9 | 16 | 6 | 1 | 1 | 0.011296 | 118.9993 | 118.9993 | 0.56478 | 16.2515 | 9.7834 | 12.9006 | 12.9006 | 1933.9125 | 0.56478 | 0 | 1924.7339 | 9.1786 | 0 | 7.2861 | 0 | 0 | 118.4345 | 0 | 0 | 1924.7339 | 9.1786 | 0 | 7.2861 | 0 | 0 | 0.011296 | 0.050292
2018-09-28 17:00 | 9 | 17 | 6 | 1 | 1 | 0.002331 | 99.0567 | 99.0567 | 0.11655 | 16.2515 | 9.7834 | 12.9006 | 12.9006 | 1609.8153 | 0.11655 | 0 | 1607.9212 | 1.8941 | 0 | 1.5036 | 0 | 0 | 98.9401 | 0 | 0 | 1607.9212 | 1.8941 | 0 | 1.5036 | 0 | 0 | 0.002331 | 0.04601
2018-09-28 18:00 | 9 | 18 | 6 | 1 | 1 | 0 | 92.5742 | 92.5742 | 0 | 16.2515 | 9.7834 | 12.9006 | 12.9006 | 1504.4651 | 0 | 0 | 1504.4651 | 0 | 0 | 0 | 0 | 0 | 92.5742 | 0 | 0 | 1504.4651 | 0 | 0 | 0 | 0 | 0 | 0 | 0
2018-09-28 19:00 | 9 | 19 | 6 | 1 | 0 | 0 | 94.1569 | 94.1569 | 0 | 16.2515 | 9.7834 | 12.9006 | 12.9006 | 1530.1869 | 0 | 0 | 1530.1869 | 0 | 0 | 0 | 0 | 0 | 94.1569 | 0 | 0 | 1530.1869 | 0 | 0 | 0 | 0 | 0 | 0 | 0
2018-09-28 20:00 | 9 | 20 | 6 | 1 | 0 | 0 | 82.2685 | 82.2685 | 0 | 16.2515 | 9.7834 | 12.9006 | 12.9006 | 1336.9832 | 0 | 0 | 1336.9832 | 0 | 0 | 0 | 0 | 0 | 82.2685 | 0 | 0 | 1336.9832 | 0 | 0 | 0 | 0 | 0 | 0 | 0
2018-09-28 21:00 | 9 | 21 | 6 | 1 | 0 | 0 | 74.8194 | 74.8194 | 0 | 16.2515 | 9.7834 | 12.9006 | 12.9006 | 1215.9239 | 0 | 0 | 1215.9239 | 0 | 0 | 0 | 0 | 0 | 74.8194 | 0 | 0 | 1215.9239 | 0 | 0 | 0 | 0 | 0 | 0 | 0
2018-09-28 22:00 | 9 | 22 | 6 | 1 | 0 | 0 | 71.5658 | 71.5658 | 0 | 16.2515 | 9.7834 | 12.9006 | 12.9006 | 1163.0484 | 0 | 0 | 1163.0484 | 0 | 0 | 0 | 0 | 0 | 71.5658 | 0 | 0 | 1163.0484 | 0 | 0 | 0 | 0 | 0 | 0 | 0
2018-09-28 23:00 | 9 | 23 | 6 | 1 | 0 | 0 | 71.4652 | 71.4652 | 0 | 16.2515 | 9.7834 | 12.9006 | 12.9006 | 1161.4139 | 0 | 0 | 1161.4139 | 0 | 0 | 0 | 0 | 0 | 71.4652 | 0 | 0 | 1161.4139 | 0 | 0 | 0 | 0 | 0 | 0 | 0
2018-09-29 | 9 | 0 | 7 | 1 | 0 | 0 | 63.4841 | 63.4841 | 0 | 16.2515 | 9.7834 | 12.9006 | 12.9006 | 1031.7095 | 0 | 0 | 1031.7095 | 0 | 0 | 0 | 0 | 0 | 63.4841 | 0 | 0 | 1031.7095 | 0 | 0 | 0 | 0 | 0 | 0 | 0
2018-09-29 01:00 | 9 | 1 | 7 | 1 | 0 | 0 | 59.8319 | 59.8319 | 0 | 16.2515 | 9.7834 | 12.9006 | 12.9006 | 972.355 | 0 | 0 | 972.355 | 0 | 0 | 0 | 0 | 0 | 59.8319 | 0 | 0 | 972.355 | 0 | 0 | 0 | 0 | 0 | 0 | 0
2018-09-29 02:00 | 9 | 2 | 7 | 1 | 0 | 0 | 58.5361 | 58.5361 | 0 | 16.2515 | 9.7834 | 12.9006 | 12.9006 | 951.2964 | 0 | 0 | 951.2964 | 0 | 0 | 0 | 0 | 0 | 58.5361 | 0 | 0 | 951.2964 | 0 | 0 | 0 | 0 | 0 | 0 | 0
2018-09-29 03:00 | 9 | 3 | 7 | 1 | 0 | 0 | 57.76 | 57.76 | 0 | 16.2515 | 9.7834 | 12.9006 | 12.9006 | 938.6834 | 0 | 0 | 938.6834 | 0 | 0 | 0 | 0 | 0 | 57.76 | 0 | 0 | 938.6834 | 0 | 0 | 0 | 0 | 0 | 0 | 0
2018-09-29 04:00 | 9 | 4 | 7 | 1 | 0 | 0 | 56.6075 | 56.6075 | 0 | 16.2515 | 9.7834 | 12.9006 | 12.9006 | 919.955 | 0 | 0 | 919.955 | 0 | 0 | 0 | 0 | 0 | 56.6075 | 0 | 0 | 919.955 | 0 | 0 | 0 | 0 | 0 | 0 | 0
2018-09-29 05:00 | 9 | 5 | 7 | 1 | 0 | 0 | 72.8342 | 72.8342 | 0 | 16.2515 | 9.7834 | 12.9006 | 12.9006 | 1183.6626 | 0 | 0 | 1183.6626 | 0 | 0 | 0 | 0 | 0 | 72.8342 | 0 | 0 | 1183.6626 | 0 | 0 | 0 | 0 | 0 | 0 | 0
2018-09-29 06:00 | 9 | 6 | 7 | 1 | 0 | 0 | 68.5931 | 68.5931 | 0 | 16.2515 | 9.7834 | 12.9006 | 12.9006 | 1114.738 | 0 | 0 | 1114.738 | 0 | 0 | 0 | 0 | 0 | 68.5931 | 0 | 0 | 1114.738 | 0 | 0 | 0 | 0 | 0 | 0 | 0
2018-09-29 07:00 | 9 | 7 | 7 | 1 | 0 | 0.11657 | 52.2567 | 52.2567 | 5.8285 | 16.2515 | 9.7834 | 12.9006 | 12.9006 | 849.2475 | 5.8285 | 0 | 754.5251 | 94.7224 | 0 | 75.1917 | 0 | 0 | 46.4282 | 0 | 0 | 754.5251 | 94.7224 | 0 | 75.1917 | 0 | 0 | 0.11657 | 0.086726
2018-09-29 08:00 | 9 | 8 | 7 | 1 | 0 | 0.31762 | 53.1069 | 53.1069 | 15.8809 | 16.2515 | 9.7834 | 12.9006 | 12.9006 | 863.0641 | 15.8809 | 0 | 604.9764 | 258.0878 | 0 | 204.8729 | 0 | 0 | 37.226 | 0 | 0 | 604.9764 | 258.0878 | 0 | 204.8729 | 0 | 0 | 0.31762 | 0.27424
2018-09-29 09:00 | 9 | 9 | 7 | 1 | 0 | 0.47438 | 55.9501 | 55.9501 | 23.7188 | 16.2515 | 9.7834 | 12.9006 | 12.9006 | 909.2699 | 23.7188 | 0 | 523.804 | 385.4659 | 0 | 305.9871 | 0 | 0 | 32.2312 | 0 | 0 | 523.804 | 385.4659 | 0 | 305.9871 | 0 | 0 | 0.47438 | 0.30515
2018-09-29 10:00 | 9 | 10 | 7 | 1 | 0 | 0.40294 | 59.7882 | 59.7882 | 20.147 | 16.2515 | 9.7834 | 12.9006 | 12.9006 | 971.645 | 20.147 | 0 | 644.2277 | 327.4173 | 0 | 259.9075 | 0 | 0 | 39.6412 | 0 | 0 | 644.2277 | 327.4173 | 0 | 259.9075 | 0 | 0 | 0.40294 | 0.19778
2018-09-29 11:00 | 9 | 11 | 7 | 1 | 1 | 0.35614 | 59.7674 | 59.7674 | 17.8068 | 16.2515 | 9.7834 | 12.9006 | 12.9006 | 971.3072 | 17.8068 | 0 | 681.9207 | 289.3864 | 0 | 229.7182 | 0 | 0 | 41.9606 | 0 | 0 | 681.9207 | 289.3864 | 0 | 229.7182 | 0 | 0 | 0.35614 | 0.2969
2018-09-29 12:00 | 9 | 12 | 7 | 1 | 1 | 0.34161 | 62.0733 | 62.0733 | 17.0806 | 16.2515 | 9.7834 | 12.9006 | 12.9006 | 1008.7808 | 17.0806 | 0 | 731.1953 | 277.5854 | 0 | 220.3504 | 0 | 0 | 44.9926 | 0 | 0 | 731.1953 | 277.5854 | 0 | 220.3504 | 0 | 0 | 0.34161 | 0.26229
2018-09-29 13:00 | 9 | 13 | 7 | 1 | 1 | 0.20044 | 65.4306 | 65.4306 | 10.0218 | 16.2515 | 9.7834 | 12.9006 | 12.9006 | 1063.3418 | 10.0218 | 0 | 900.4738 | 162.868 | 0 | 129.2865 | 0 | 0 | 55.4088 | 0 | 0 | 900.4738 | 162.868 | 0 | 129.2865 | 0 | 0 | 0.20044 | 0.25032
2018-09-29 14:00 | 9 | 14 | 7 | 1 | 1 | 0.14358 | 66.5076 | 66.5076 | 7.179 | 16.2515 | 9.7834 | 12.9006 | 12.9006 | 1080.8448 | 7.179 | 0 | 964.1764 | 116.6684 | 0 | 92.6127 | 0 | 0 | 59.3286 | 0 | 0 | 964.1764 | 116.6684 | 0 | 92.6127 | 0 | 0 | 0.14358 | 0.20057
2018-09-29 15:00 | 9 | 15 | 7 | 1 | 1 | 0.18938 | 67.7056 | 67.7056 | 9.4693 | 16.2515 | 9.7834 | 12.9006 | 12.9006 | 1100.3152 | 9.4693 | 0 | 946.426 | 153.8891 | 0 | 122.1589 | 0 | 0 | 58.2364 | 0 | 0 | 946.426 | 153.8891 | 0 | 122.1589 | 0 | 0 | 0.18938 | 0.17078
2018-09-29 16:00 | 9 | 16 | 7 | 1 | 1 | 0.16285 | 68.7033 | 68.7033 | 8.1425 | 16.2515 | 9.7834 | 12.9006 | 12.9006 | 1116.529 | 8.1425 | 0 | 984.2023 | 132.3267 | 0 | 105.0424 | 0 | 0 | 60.5609 | 0 | 0 | 984.2023 | 132.3267 | 0 | 105.0424 | 0 | 0 | 0.16285 | 0.074748
2018-09-29 17:00 | 9 | 17 | 7 | 1 | 1 | 0.041736 | 66.2459 | 66.2459 | 2.0868 | 16.2515 | 9.7834 | 12.9006 | 12.9006 | 1076.5918 | 2.0868 | 0 | 1042.6782 | 33.9135 | 0 | 26.9209 | 0 | 0 | 64.1591 | 0 | 0 | 1042.6782 | 33.9135 | 0 | 26.9209 | 0 | 0 | 0.041736 | 0.051834
2018-09-29 18:00 | 9 | 18 | 7 | 1 | 1 | 0 | 73.9696 | 73.9696 | 0 | 16.2515 | 9.7834 | 12.9006 | 12.9006 | 1202.114 | 0 | 0 | 1202.114 | 0 | 0 | 0 | 0 | 0 | 73.9696 | 0 | 0 | 1202.114 | 0 | 0 | 0 | 0 | 0 | 0 | 0
2018-09-29 19:00 | 9 | 19 | 7 | 1 | 0 | 0 | 84.4851 | 84.4851 | 0 | 16.2515 | 9.7834 | 12.9006 | 12.9006 | 1373.0054 | 0 | 0 | 1373.0054 | 0 | 0 | 0 | 0 | 0 | 84.4851 | 0 | 0 | 1373.0054 | 0 | 0 | 0 | 0 | 0 | 0 | 0
2018-09-29 20:00 | 9 | 20 | 7 | 1 | 0 | 0 | 74.4803 | 74.4803 | 0 | 16.2515 | 9.7834 | 12.9006 | 12.9006 | 1210.4142 | 0 | 0 | 1210.4142 | 0 | 0 | 0 | 0 | 0 | 74.4803 | 0 | 0 | 1210.4142 | 0 | 0 | 0 | 0 | 0 | 0 | 0
2018-09-29 21:00 | 9 | 21 | 7 | 1 | 0 | 0 | 69.4217 | 69.4217 | 0 | 16.2515 | 9.7834 | 12.9006 | 12.9006 | 1128.2045 | 0 | 0 | 1128.2045 | 0 | 0 | 0 | 0 | 0 | 69.4217 | 0 | 0 | 1128.2045 | 0 | 0 | 0 | 0 | 0 | 0 | 0
2018-09-29 22:00 | 9 | 22 | 7 | 1 | 0 | 0 | 67.363 | 67.363 | 0 | 16.2515 | 9.7834 | 12.9006 | 12.9006 | 1094.7473 | 0 | 0 | 1094.7473 | 0 | 0 | 0 | 0 | 0 | 67.363 | 0 | 0 | 1094.7473 | 0 | 0 | 0 | 0 | 0 | 0 | 0
2018-09-29 23:00 | 9 | 23 | 7 | 1 | 0 | 0 | 63.6739 | 63.6739 | 0 | 16.2515 | 9.7834 | 12.9006 | 12.9006 | 1034.7939 | 0 | 0 | 1034.7939 | 0 | 0 | 0 | 0 | 0 | 63.6739 | 0 | 0 | 1034.7939 | 0 | 0 | 0 | 0 | 0 | 0 | 0
2018-09-30 | 9 | 0 | 1 | 1 | 0 | 0 | 57.4864 | 57.4864 | 0 | 16.2515 | 9.7834 | 12.9006 | 12.9006 | 934.2375 | 0 | 0 | 934.2375 | 0 | 0 | 0 | 0 | 0 | 57.4864 | 0 | 0 | 934.2375 | 0 | 0 | 0 | 0 | 0 | 0 | 0
2018-09-30 01:00 | 9 | 1 | 1 | 1 | 0 | 0 | 56.3865 | 56.3865 | 0 | 16.2515 | 9.7834 | 12.9006 | 12.9006 | 916.3629 | 0 | 0 | 916.3629 | 0 | 0 | 0 | 0 | 0 | 56.3865 | 0 | 0 | 916.3629 | 0 | 0 | 0 | 0 | 0 | 0 | 0
2018-09-30 02:00 | 9 | 2 | 1 | 1 | 0 | 0 | 54.3547 | 54.3547 | 0 | 16.2515 | 9.7834 | 12.9006 | 12.9006 | 883.3435 | 0 | 0 | 883.3435 | 0 | 0 | 0 | 0 | 0 | 54.3547 | 0 | 0 | 883.3435 | 0 | 0 | 0 | 0 | 0 | 0 | 0
2018-09-30 03:00 | 9 | 3 | 1 | 1 | 0 | 0 | 54.4202 | 54.4202 | 0 | 16.2515 | 9.7834 | 12.9006 | 12.9006 | 884.4069 | 0 | 0 | 884.4069 | 0 | 0 | 0 | 0 | 0 | 54.4202 | 0 | 0 | 884.4069 | 0 | 0 | 0 | 0 | 0 | 0 | 0
2018-09-30 04:00 | 9 | 4 | 1 | 1 | 0 | 0 | 55.1927 | 55.1927 | 0 | 16.2515 | 9.7834 | 12.9006 | 12.9006 | 896.9619 | 0 | 0 | 896.9619 | 0 | 0 | 0 | 0 | 0 | 55.1927 | 0 | 0 | 896.9619 | 0 | 0 | 0 | 0 | 0 | 0 | 0
2018-09-30 05:00 | 9 | 5 | 1 | 1 | 0 | 0 | 71.8168 | 71.8168 | 0 | 16.2515 | 9.7834 | 12.9006 | 12.9006 | 1167.128 | 0 | 0 | 1167.128 | 0 | 0 | 0 | 0 | 0 | 71.8168 | 0 | 0 | 1167.128 | 0 | 0 | 0 | 0 | 0 | 0 | 0
2018-09-30 06:00 | 9 | 6 | 1 | 1 | 0 | 0 | 64.5863 | 64.5863 | 0 | 16.2515 | 9.7834 | 12.9006 | 12.9006 | 1049.6216 | 0 | 0 | 1049.6216 | 0 | 0 | 0 | 0 | 0 | 64.5863 | 0 | 0 | 1049.6216 | 0 | 0 | 0 | 0 | 0 | 0 | 0
2018-09-30 07:00 | 9 | 7 | 1 | 1 | 0 | 0.016878 | 49.5865 | 49.5865 | 0.84389 | 16.2515 | 9.7834 | 12.9006 | 12.9006 | 805.8522 | 0.84389 | 0 | 792.1378 | 13.7144 | 0 | 10.8867 | 0 | 0 | 48.7426 | 0 | 0 | 792.1378 | 13.7144 | 0 | 10.8867 | 0 | 0 | 0.016878 | 0.027323
2018-09-30 08:00 | 9 | 8 | 1 | 1 | 0 | 0.017105 | 50.3683 | 50.3683 | 0.85524 | 16.2515 | 9.7834 | 12.9006 | 12.9006 | 818.5589 | 0.85524 | 0 | 804.6599 | 13.899 | 0 | 11.0332 | 0 | 0 | 49.5131 | 0 | 0 | 804.6599 | 13.899 | 0 | 11.0332 | 0 | 0 | 0.017105 | 0.055234
2018-09-30 09:00 | 9 | 9 | 1 | 1 | 0 | 0.076331 | 55.563 | 55.563 | 3.8165 | 16.2515 | 9.7834 | 12.9006 | 12.9006 | 902.9799 | 3.8165 | 0 | 840.9556 | 62.0243 | 0 | 49.2355 | 0 | 0 | 51.7465 | 0 | 0 | 840.9556 | 62.0243 | 0 | 49.2355 | 0 | 0 | 0.076331 | 0.17257
2018-09-30 10:00 | 9 | 10 | 1 | 1 | 0 | 0.4027 | 58.3717 | 58.3717 | 20.135 | 16.2515 | 9.7834 | 12.9006 | 12.9006 | 948.625 | 20.135 | 0 | 621.4019 | 327.2231 | 0 | 259.7533 | 0 | 0 | 38.2367 | 0 | 0 | 621.4019 | 327.2231 | 0 | 259.7533 | 0 | 0 | 0.4027 | 0.4541
2018-09-30 11:00 | 9 | 11 | 1 | 1 | 1 | 0.28574 | 58.109 | 58.109 | 14.2872 | 16.2515 | 9.7834 | 12.9006 | 12.9006 | 944.3563 | 14.2872 | 0 | 712.1685 | 232.1878 | 0 | 184.3133 | 0 | 0 | 43.8218 | 0 | 0 | 712.1685 | 232.1878 | 0 | 184.3133 | 0 | 0 | 0.28574 | 0.60929
2018-09-30 12:00 | 9 | 12 | 1 | 1 | 1 | 0.46118 | 64.5514 | 64.5514 | 23.0589 | 16.2515 | 9.7834 | 12.9006 | 12.9006 | 1049.0546 | 23.0589 | 0 | 674.3131 | 374.7415 | 0 | 297.474 | 0 | 0 | 41.4925 | 0 | 0 | 674.3131 | 374.7415 | 0 | 297.474 | 0 | 0 | 0.46118 | 0.68284
2018-09-30 13:00 | 9 | 13 | 1 | 1 | 1 | 0.082925 | 66.6591 | 66.6591 | 4.1463 | 16.2515 | 9.7834 | 12.9006 | 12.9006 | 1083.3077 | 4.1463 | 0 | 1015.9248 | 67.3829 | 0 | 53.4893 | 0 | 0 | 62.5128 | 0 | 0 | 1015.9248 | 67.3829 | 0 | 53.4893 | 0 | 0 | 0.082925 | 0.52085
2018-09-30 14:00 | 9 | 14 | 1 | 1 | 1 | 0.041355 | 65.2424 | 65.2424 | 2.0678 | 16.2515 | 9.7834 | 12.9006 | 12.9006 | 1060.2841 | 2.0678 | 0 | 1026.6799 | 33.6042 | 0 | 26.6754 | 0 | 0 | 63.1746 | 0 | 0 | 1026.6799 | 33.6042 | 0 | 26.6754 | 0 | 0 | 0.041355 | 0.45647
2018-09-30 15:00 | 9 | 15 | 1 | 1 | 1 | 0.074966 | 69.9949 | 69.9949 | 3.7483 | 16.2515 | 9.7834 | 12.9006 | 12.9006 | 1137.5198 | 3.7483 | 0 | 1076.6045 | 60.9153 | 0 | 48.3553 | 0 | 0 | 66.2466 | 0 | 0 | 1076.6045 | 60.9153 | 0 | 48.3553 | 0 | 0 | 0.074966 | 0.37444
2018-09-30 16:00 | 9 | 16 | 1 | 1 | 1 | 0.24999 | 69.5295 | 69.5295 | 12.4992 | 16.2515 | 9.7834 | 12.9006 | 12.9006 | 1129.9554 | 12.4992 | 0 | 926.8244 | 203.131 | 0 | 161.2477 | 0 | 0 | 57.0302 | 0 | 0 | 926.8244 | 203.131 | 0 | 161.2477 | 0 | 0 | 0.24999 | 0.30892
2018-09-30 17:00 | 9 | 17 | 1 | 1 | 1 | 0.030113 | 63.2981 | 63.2981 | 1.5056 | 16.2515 | 9.7834 | 12.9006 | 12.9006 | 1028.6856 | 1.5056 | 0 | 1004.217 | 24.4686 | 0 | 19.4234 | 0 | 0 | 61.7924 | 0 | 0 | 1004.217 | 24.4686 | 0 | 19.4234 | 0 | 0 | 0.030113 | 0.070353
2018-09-30 18:00 | 9 | 18 | 1 | 1 | 1 | 0 | 73.2796 | 73.2796 | 0 | 16.2515 | 9.7834 | 12.9006 | 12.9006 | 1190.9007 | 0 | 0 | 1190.9007 | 0 | 0 | 0 | 0 | 0 | 73.2796 | 0 | 0 | 1190.9007 | 0 | 0 | 0 | 0 | 0 | 0 | 0
2018-09-30 19:00 | 9 | 19 | 1 | 1 | 0 | 0 | 78.3072 | 78.3072 | 0 | 16.2515 | 9.7834 | 12.9006 | 12.9006 | 1272.6053 | 0 | 0 | 1272.6053 | 0 | 0 | 0 | 0 | 0 | 78.3072 | 0 | 0 | 1272.6053 | 0 | 0 | 0 | 0 | 0 | 0 | 0
2018-09-30 20:00 | 9 | 20 | 1 | 1 | 0 | 0 | 65.2868 | 65.2868 | 0 | 16.2515 | 9.7834 | 12.9006 | 12.9006 | 1061.006 | 0 | 0 | 1061.006 | 0 | 0 | 0 | 0 | 0 | 65.2868 | 0 | 0 | 1061.006 | 0 | 0 | 0 | 0 | 0 | 0 | 0
2018-09-30 21:00 | 9 | 21 | 1 | 1 | 0 | 0 | 62.1057 | 62.1057 | 0 | 16.2515 | 9.7834 | 12.9006 | 12.9006 | 1009.3077 | 0 | 0 | 1009.3077 | 0 | 0 | 0 | 0 | 0 | 62.1057 | 0 | 0 | 1009.3077 | 0 | 0 | 0 | 0 | 0 | 0 | 0
2018-09-30 22:00 | 9 | 22 | 1 | 1 | 0 | 0 | 60.9711 | 60.9711 | 0 | 16.2515 | 9.7834 | 12.9006 | 12.9006 | 990.8685 | 0 | 0 | 990.8685 | 0 | 0 | 0 | 0 | 0 | 60.9711 | 0 | 0 | 990.8685 | 0 | 0 | 0 | 0 | 0 | 0 | 0
2018-09-30 23:00 | 9 | 23 | 1 | 1 | 0 | 0 | 58.9702 | 58.9702 | 0 | 16.2515 | 9.7834 | 12.9006 | 12.9006 | 958.3512 | 0 | 0 | 958.3512 | 0 | 0 | 0 | 0 | 0 | 58.9702 | 0 | 0 | 958.3512 | 0 | 0 | 0 | 0 | 0 | 0 | 0
2018-10-01 | 10 | 0 | 2 | 1 | 0 | 0 | 69.4181 | 69.4181 | 0 | 16.2515 | 9.7834 | 12.9006 | 12.9006 | 1128.1445 | 0 | 0 | 1128.1445 | 0 | 0 | 0 | 0 | 0 | 69.4181 | 0 | 0 | 1128.1445 | 0 | 0 | 0 | 0 | 0 | 0 | 0
2018-10-01 01:00 | 10 | 1 | 2 | 1 | 0 | 0 | 73.6917 | 73.6917 | 0 | 16.2515 | 9.7834 | 12.9006 | 12.9006 | 1197.5973 | 0 | 0 | 1197.5973 | 0 | 0 | 0 | 0 | 0 | 73.6917 | 0 | 0 | 1197.5973 | 0 | 0 | 0 | 0 | 0 | 0 | 0
2018-10-01 02:00 | 10 | 2 | 2 | 1 | 0 | 0 | 76.0898 | 76.0898 | 0 | 16.2515 | 9.7834 | 12.9006 | 12.9006 | 1236.5696 | 0 | 0 | 1236.5696 | 0 | 0 | 0 | 0 | 0 | 76.0898 | 0 | 0 | 1236.5696 | 0 | 0 | 0 | 0 | 0 | 0 | 0
2018-10-01 03:00 | 10 | 3 | 2 | 1 | 0 | 0 | 82.9469 | 82.9469 | 0 | 16.2515 | 9.7834 | 12.9006 | 12.9006 | 1348.0072 | 0 | 0 | 1348.0072 | 0 | 0 | 0 | 0 | 0 | 82.9469 | 0 | 0 | 1348.0072 | 0 | 0 | 0 | 0 | 0 | 0 | 0
2018-10-01 04:00 | 10 | 4 | 2 | 1 | 0 | 0 | 96.7794 | 96.7794 | 0 | 16.2515 | 9.7834 | 12.9006 | 12.9006 | 1572.806 | 0 | 0 | 1572.806 | 0 | 0 | 0 | 0 | 0 | 96.7794 | 0 | 0 | 1572.806 | 0 | 0 | 0 | 0 | 0 | 0 | 0
2018-10-01 05:00 | 10 | 5 | 2 | 1 | 0 | 0 | 129.0449 | 129.0449 | 0 | 16.2515 | 9.7834 | 12.9006 | 12.9006 | 2097.1669 | 0 | 0 | 2097.1669 | 0 | 0 | 0 | 0 | 0 | 129.0449 | 0 | 0 | 2097.1669 | 0 | 0 | 0 | 0 | 0 | 0 | 0
2018-10-01 06:00 | 10 | 6 | 2 | 1 | 0 | 0 | 146.6567 | 146.6567 | 0 | 16.2515 | 9.7834 | 12.9006 | 12.9006 | 2383.3849 | 0 | 0 | 2383.3849 | 0 | 0 | 0 | 0 | 0 | 146.6567 | 0 | 0 | 2383.3849 | 0 | 0 | 0 | 0 | 0 | 0 | 0
2018-10-01 07:00 | 10 | 7 | 2 | 1 | 0 | 0.032024 | 149.8619 | 149.8619 | 1.6012 | 16.2515 | 9.7834 | 12.9006 | 12.9006 | 2435.4736 | 1.6012 | 0 | 2409.4521 | 26.0215 | 0 | 20.6562 | 0 | 0 | 148.2607 | 0 | 0 | 2409.4521 | 26.0215 | 0 | 20.6562 | 0 | 0 | 0.032024 | 0.054045
2018-10-01 08:00 | 10 | 8 | 2 | 1 | 0 | 0.19714 | 167.1341 | 167.1341 | 9.8571 | 16.2515 | 9.7834 | 12.9006 | 12.9006 | 2716.1725 | 9.8571 | 0 | 2555.981 | 160.1914 | 0 | 127.1617 | 0 | 0 | 157.277 | 0 | 0 | 2555.981 | 160.1914 | 0 | 127.1617 | 0 | 0 | 0.19714 | 0.29344
2018-10-01 09:00 | 10 | 9 | 2 | 1 | 0 | 0.25187 | 180.6791 | 180.6791 | 12.5937 | 16.2515 | 9.7834 | 12.9006 | 12.9006 | 2936.299 | 12.5937 | 0 | 2731.633 | 204.666 | 0 | 162.4661 | 0 | 0 | 168.0854 | 0 | 0 | 2731.633 | 204.666 | 0 | 162.4661 | 0 | 0 | 0.25187 | 0.35995
2018-10-01 10:00 | 10 | 10 | 2 | 1 | 0 | 0.31092 | 192.5163 | 192.5163 | 15.5459 | 16.2515 | 9.7834 | 12.9006 | 12.9006 | 3128.6699 | 15.5459 | 0 | 2876.0264 | 252.6435 | 0 | 200.5513 | 0 | 0 | 176.9704 | 0 | 0 | 2876.0264 | 252.6435 | 0 | 200.5513 | 0 | 0 | 0.31092 | 0.37378
2018-10-01 11:00 | 10 | 11 | 2 | 1 | 1 | 0.28143 | 198.1784 | 198.1784 | 14.0713 | 16.2515 | 9.7834 | 12.9006 | 12.9006 | 3220.6876 | 14.0713 | 0 | 2992.0084 | 228.6791 | 0 | 181.528 | 0 | 0 | 184.1071 | 0 | 0 | 2992.0084 | 228.6791 | 0 | 181.528 | 0 | 0 | 0.28143 | 0.29416
2018-10-01 12:00 | 10 | 12 | 2 | 1 | 1 | 0.37634 | 194.5126 | 194.5126 | 18.817 | 16.2515 | 9.7834 | 12.9006 | 12.9006 | 3161.1132 | 18.817 | 0 | 2855.3095 | 305.8037 | 0 | 242.7504 | 0 | 0 | 175.6956 | 0 | 0 | 2855.3095 | 305.8037 | 0 | 242.7504 | 0 | 0 | 0.37634 | 0.64091
2018-10-01 13:00 | 10 | 13 | 2 | 1 | 1 | 0.58898 | 183.0418 | 183.0418 | 29.4492 | 16.2515 | 9.7834 | 12.9006 | 12.9006 | 2974.6955 | 29.4492 | 0 | 2496.1039 | 478.5916 | 0 | 379.9114 | 0 | 0 | 153.5926 | 0 | 0 | 2496.1039 | 478.5916 | 0 | 379.9114 | 0 | 0 | 0.58898 | 0.47464
2018-10-01 14:00 | 10 | 14 | 2 | 1 | 1 | 0.51358 | 165.4138 | 165.4138 | 25.6788 | 16.2515 | 9.7834 | 12.9006 | 12.9006 | 2688.2146 | 25.6788 | 0 | 2270.8959 | 417.3187 | 0 | 331.2723 | 0 | 0 | 139.7349 | 0 | 0 | 2270.8959 | 417.3187 | 0 | 331.2723 | 0 | 0 | 0.51358 | 0.54728
2018-10-01 15:00 | 10 | 15 | 2 | 1 | 1 | 0.3966 | 145.8878 | 145.8878 | 19.8301 | 16.2515 | 9.7834 | 12.9006 | 12.9006 | 2370.8893 | 19.8301 | 0 | 2048.6205 | 322.2688 | 0 | 255.8206 | 0 | 0 | 126.0577 | 0 | 0 | 2048.6205 | 322.2688 | 0 | 255.8206 | 0 | 0 | 0.3966 | 0.41395
2018-10-01 16:00 | 10 | 16 | 2 | 1 | 1 | 0.23759 | 123.8569 | 123.8569 | 11.8794 | 16.2515 | 9.7834 | 12.9006 | 12.9006 | 2012.8543 | 11.8794 | 0 | 1819.7968 | 193.0576 | 0 | 153.2512 | 0 | 0 | 111.9775 | 0 | 0 | 1819.7968 | 193.0576 | 0 | 153.2512 | 0 | 0 | 0.23759 | 0.24274
2018-10-01 17:00 | 10 | 17 | 2 | 1 | 1 | 0.038332 | 105.1771 | 105.1771 | 1.9166 | 16.2515 | 9.7834 | 12.9006 | 12.9006 | 1709.2806 | 1.9166 | 0 | 1678.1328 | 31.1479 | 0 | 24.7255 | 0 | 0 | 103.2605 | 0 | 0 | 1678.1328 | 31.1479 | 0 | 24.7255 | 0 | 0 | 0.038332 | 0.051031
2018-10-01 18:00 | 10 | 18 | 2 | 1 | 1 | 0 | 102.6443 | 102.6443 | 0 | 16.2515 | 9.7834 | 12.9006 | 12.9006 | 1668.1187 | 0 | 0 | 1668.1187 | 0 | 0 | 0 | 0 | 0 | 102.6443 | 0 | 0 | 1668.1187 | 0 | 0 | 0 | 0 | 0 | 0 | 0
2018-10-01 19:00 | 10 | 19 | 2 | 1 | 0 | 0 | 99.9801 | 99.9801 | 0 | 16.2515 | 9.7834 | 12.9006 | 12.9006 | 1624.822 | 0 | 0 | 1624.822 | 0 | 0 | 0 | 0 | 0 | 99.9801 | 0 | 0 | 1624.822 | 0 | 0 | 0 | 0 | 0 | 0 | 0
2018-10-01 20:00 | 10 | 20 | 2 | 1 | 0 | 0 | 85.6379 | 85.6379 | 0 | 16.2515 | 9.7834 | 12.9006 | 12.9006 | 1391.7407 | 0 | 0 | 1391.7407 | 0 | 0 | 0 | 0 | 0 | 85.6379 | 0 | 0 | 1391.7407 | 0 | 0 | 0 | 0 | 0 | 0 | 0
2018-10-01 21:00 | 10 | 21 | 2 | 1 | 0 | 0 | 77.1942 | 77.1942 | 0 | 16.2515 | 9.7834 | 12.9006 | 12.9006 | 1254.5179 | 0 | 0 | 1254.5179 | 0 | 0 | 0 | 0 | 0 | 77.1942 | 0 | 0 | 1254.5179 | 0 | 0 | 0 | 0 | 0 | 0 | 0
2018-10-01 22:00 | 10 | 22 | 2 | 1 | 0 | 0 | 74.365 | 74.365 | 0 | 16.2515 | 9.7834 | 12.9006 | 12.9006 | 1208.5392 | 0 | 0 | 1208.5392 | 0 | 0 | 0 | 0 | 0 | 74.365 | 0 | 0 | 1208.5392 | 0 | 0 | 0 | 0 | 0 | 0 | 0
2018-10-01 23:00 | 10 | 23 | 2 | 1 | 0 | 0 | 74.3279 | 74.3279 | 0 | 16.2515 | 9.7834 | 12.9006 | 12.9006 | 1207.9365 | 0 | 0 | 1207.9365 | 0 | 0 | 0 | 0 | 0 | 74.3279 | 0 | 0 | 1207.9365 | 0 | 0 | 0 | 0 | 0 | 0 | 0
2018-10-02 | 10 | 0 | 3 | 1 | 0 | 0 | 74.8973 | 74.8973 | 0 | 16.2515 | 9.7834 | 12.9006 | 12.9006 | 1217.1906 | 0 | 0 | 1217.1906 | 0 | 0 | 0 | 0 | 0 | 74.8973 | 0 | 0 | 1217.1906 | 0 | 0 | 0 | 0 | 0 | 0 | 0
2018-10-02 01:00 | 10 | 1 | 3 | 1 | 0 | 0 | 75.2262 | 75.2262 | 0 | 16.2515 | 9.7834 | 12.9006 | 12.9006 | 1222.5355 | 0 | 0 | 1222.5355 | 0 | 0 | 0 | 0 | 0 | 75.2262 | 0 | 0 | 1222.5355 | 0 | 0 | 0 | 0 | 0 | 0 | 0
2018-10-02 02:00 | 10 | 2 | 3 | 1 | 0 | 0 | 76.7454 | 76.7454 | 0 | 16.2515 | 9.7834 | 12.9006 | 12.9006 | 1247.2249 | 0 | 0 | 1247.2249 | 0 | 0 | 0 | 0 | 0 | 76.7454 | 0 | 0 | 1247.2249 | 0 | 0 | 0 | 0 | 0 | 0 | 0
2018-10-02 03:00 | 10 | 3 | 3 | 1 | 0 | 0 | 83.668 | 83.668 | 0 | 16.2515 | 9.7834 | 12.9006 | 12.9006 | 1359.7274 | 0 | 0 | 1359.7274 | 0 | 0 | 0 | 0 | 0 | 83.668 | 0 | 0 | 1359.7274 | 0 | 0 | 0 | 0 | 0 | 0 | 0
2018-10-02 04:00 | 10 | 4 | 3 | 1 | 0 | 0 | 98.1858 | 98.1858 | 0 | 16.2515 | 9.7834 | 12.9006 | 12.9006 | 1595.6626 | 0 | 0 | 1595.6626 | 0 | 0 | 0 | 0 | 0 | 98.1858 | 0 | 0 | 1595.6626 | 0 | 0 | 0 | 0 | 0 | 0 | 0
2018-10-02 05:00 | 10 | 5 | 3 | 1 | 0 | 0 | 132.0892 | 132.0892 | 0 | 16.2515 | 9.7834 | 12.9006 | 12.9006 | 2146.6414 | 0 | 0 | 2146.6414 | 0 | 0 | 0 | 0 | 0 | 132.0892 | 0 | 0 | 2146.6414 | 0 | 0 | 0 | 0 | 0 | 0 | 0
2018-10-02 06:00 | 10 | 6 | 3 | 1 | 0 | 0 | 149.6957 | 149.6957 | 0 | 16.2515 | 9.7834 | 12.9006 | 12.9006 | 2432.7735 | 0 | 0 | 2432.7735 | 0 | 0 | 0 | 0 | 0 | 149.6957 | 0 | 0 | 2432.7735 | 0 | 0 | 0 | 0 | 0 | 0 | 0
2018-10-02 07:00 | 10 | 7 | 3 | 1 | 0 | 0.10415 | 153.3934 | 153.3934 | 5.2073 | 16.2515 | 9.7834 | 12.9006 | 12.9006 | 2492.8654 | 5.2073 | 0 | 2408.2392 | 84.6262 | 0 | 67.1772 | 0 | 0 | 148.1861 | 0 | 0 | 2408.2392 | 84.6262 | 0 | 67.1772 | 0 | 0 | 0.10415 | 0.1054
2018-10-02 08:00 | 10 | 8 | 3 | 1 | 0 | 0.29326 | 170.4233 | 170.4233 | 14.6632 | 16.2515 | 9.7834 | 12.9006 | 12.9006 | 2769.6261 | 14.6632 | 0 | 2531.3277 | 238.2984 | 0 | 189.1639 | 0 | 0 | 155.7601 | 0 | 0 | 2531.3277 | 238.2984 | 0 | 189.1639 | 0 | 0 | 0.29326 | 0.30957
2018-10-02 09:00 | 10 | 9 | 3 | 1 | 0 | 0.44008 | 183.8769 | 183.8769 | 22.0039 | 16.2515 | 9.7834 | 12.9006 | 12.9006 | 2988.2678 | 22.0039 | 0 | 2630.6724 | 357.5954 | 0 | 283.8632 | 0 | 0 | 161.873 | 0 | 0 | 2630.6724 | 357.5954 | 0 | 283.8632 | 0 | 0 | 0.44008 | 0.475
2018-10-02 10:00 | 10 | 10 | 3 | 1 | 0 | 0.54255 | 193.6241 | 193.6241 | 27.1275 | 16.2515 | 9.7834 | 12.9006 | 12.9006 | 3146.6744 | 27.1275 | 0 | 2705.813 | 440.8614 | 0 | 349.9607 | 0 | 0 | 166.4966 | 0 | 0 | 2705.813 | 440.8614 | 0 | 349.9607 | 0 | 0 | 0.54255 | 0.58665
2018-10-02 11:00 | 10 | 11 | 3 | 1 | 1 | 0.6033 | 195.5163 | 195.5163 | 30.165 | 16.2515 | 9.7834 | 12.9006 | 12.9006 | 3177.4248 | 30.165 | 0 | 2687.1988 | 490.226 | 0 | 389.1469 | 0 | 0 | 165.3513 | 0 | 0 | 2687.1988 | 490.226 | 0 | 389.1469 | 0 | 0 | 0.6033 | 0.66037
2018-10-02 12:00 | 10 | 12 | 3 | 1 | 1 | 0.6245 | 186.728 | 186.728 | 31.2252 | 16.2515 | 9.7834 | 12.9006 | 12.9006 | 3034.6013 | 31.2252 | 0 | 2527.1455 | 507.4558 | 0 | 402.8241 | 0 | 0 | 155.5027 | 0 | 0 | 2527.1455 | 507.4558 | 0 | 402.8241 | 0 | 0 | 0.6245 | 0.68376
2018-10-02 13:00 | 10 | 13 | 3 | 1 | 1 | 0.60244 | 174.2579 | 174.2579 | 30.1218 | 16.2515 | 9.7834 | 12.9006 | 12.9006 | 2831.9455 | 30.1218 | 0 | 2342.4231 | 489.5223 | 0 | 388.5883 | 0 | 0 | 144.1362 | 0 | 0 | 2342.4231 | 489.5223 | 0 | 388.5883 | 0 | 0 | 0.60244 | 0.66097
2018-10-02 14:00 | 10 | 14 | 3 | 1 | 1 | 0.53441 | 156.1738 | 156.1738 | 26.7205 | 16.2515 | 9.7834 | 12.9006 | 12.9006 | 2538.0512 | 26.7205 | 0 | 2103.8041 | 434.247 | 0 | 344.7102 | 0 | 0 | 129.4533 | 0 | 0 | 2103.8041 | 434.247 | 0 | 344.7102 | 0 | 0 | 0.53441 | 0.58368
2018-10-02 15:00 | 10 | 15 | 3 | 1 | 1 | 0.42338 | 133.9559 | 133.9559 | 21.1688 | 16.2515 | 9.7834 | 12.9006 | 12.9006 | 2176.9786 | 21.1688 | 0 | 1832.9547 | 344.0238 | 0 | 273.09 | 0 | 0 | 112.7871 | 0 | 0 | 1832.9547 | 344.0238 | 0 | 273.09 | 0 | 0 | 0.42338 | 0.45762
2018-10-02 16:00 | 10 | 16 | 3 | 1 | 1 | 0.25979 | 109.4534 | 109.4534 | 12.9896 | 16.2515 | 9.7834 | 12.9006 | 12.9006 | 1778.7776 | 12.9896 | 0 | 1567.6777 | 211.0999 | 0 | 167.5735 | 0 | 0 | 96.4638 | 0 | 0 | 1567.6777 | 211.0999 | 0 | 167.5735 | 0 | 0 | 0.25979 | 0.27775
2018-10-02 17:00 | 10 | 17 | 3 | 1 | 1 | 0.072102 | 91.8232 | 91.8232 | 3.6051 | 16.2515 | 9.7834 | 12.9006 | 12.9006 | 1492.2609 | 3.6051 | 0 | 1433.6729 | 58.588 | 0 | 46.5078 | 0 | 0 | 88.2181 | 0 | 0 | 1433.6729 | 58.588 | 0 | 46.5078 | 0 | 0 | 0.072102 | 0.074134
2018-10-02 18:00 | 10 | 18 | 3 | 1 | 1 | 0 | 93.0684 | 93.0684 | 0 | 16.2515 | 9.7834 | 12.9006 | 12.9006 | 1512.4964 | 0 | 0 | 1512.4964 | 0 | 0 | 0 | 0 | 0 | 93.0684 | 0 | 0 | 1512.4964 | 0 | 0 | 0 | 0 | 0 | 0 | 0
2018-10-02 19:00 | 10 | 19 | 3 | 1 | 0 | 0 | 93.5616 | 93.5616 | 0 | 16.2515 | 9.7834 | 12.9006 | 12.9006 | 1520.5129 | 0 | 0 | 1520.5129 | 0 | 0 | 0 | 0 | 0 | 93.5616 | 0 | 0 | 1520.5129 | 0 | 0 | 0 | 0 | 0 | 0 | 0
2018-10-02 20:00 | 10 | 20 | 3 | 1 | 0 | 0 | 82.2975 | 82.2975 | 0 | 16.2515 | 9.7834 | 12.9006 | 12.9006 | 1337.4541 | 0 | 0 | 1337.4541 | 0 | 0 | 0 | 0 | 0 | 82.2975 | 0 | 0 | 1337.4541 | 0 | 0 | 0 | 0 | 0 | 0 | 0
2018-10-02 21:00 | 10 | 21 | 3 | 1 | 0 | 0 | 75.9571 | 75.9571 | 0 | 16.2515 | 9.7834 | 12.9006 | 12.9006 | 1234.4138 | 0 | 0 | 1234.4138 | 0 | 0 | 0 | 0 | 0 | 75.9571 | 0 | 0 | 1234.4138 | 0 | 0 | 0 | 0 | 0 | 0 | 0
2018-10-02 22:00 | 10 | 22 | 3 | 1 | 0 | 0 | 72.8447 | 72.8447 | 0 | 16.2515 | 9.7834 | 12.9006 | 12.9006 | 1183.832 | 0 | 0 | 1183.832 | 0 | 0 | 0 | 0 | 0 | 72.8447 | 0 | 0 | 1183.832 | 0 | 0 | 0 | 0 | 0 | 0 | 0
2018-10-02 23:00 | 10 | 23 | 3 | 1 | 0 | 0 | 72.5613 | 72.5613 | 0 | 16.2515 | 9.7834 | 12.9006 | 12.9006 | 1179.2275 | 0 | 0 | 1179.2275 | 0 | 0 | 0 | 0 | 0 | 72.5613 | 0 | 0 | 1179.2275 | 0 | 0 | 0 | 0 | 0 | 0 | 0
2018-10-03 | 10 | 0 | 4 | 1 | 0 | 0 | 73.3213 | 73.3213 | 0 | 16.2515 | 9.7834 | 12.9006 | 12.9006 | 1191.5784 | 0 | 0 | 1191.5784 | 0 | 0 | 0 | 0 | 0 | 73.3213 | 0 | 0 | 1191.5784 | 0 | 0 | 0 | 0 | 0 | 0 | 0
2018-10-03 01:00 | 10 | 1 | 4 | 1 | 0 | 0 | 74.3513 | 74.3513 | 0 | 16.2515 | 9.7834 | 12.9006 | 12.9006 | 1208.3174 | 0 | 0 | 1208.3174 | 0 | 0 | 0 | 0 | 0 | 74.3513 | 0 | 0 | 1208.3174 | 0 | 0 | 0 | 0 | 0 | 0 | 0
2018-10-03 02:00 | 10 | 2 | 4 | 1 | 0 | 0 | 77.039 | 77.039 | 0 | 16.2515 | 9.7834 | 12.9006 | 12.9006 | 1251.9952 | 0 | 0 | 1251.9952 | 0 | 0 | 0 | 0 | 0 | 77.039 | 0 | 0 | 1251.9952 | 0 | 0 | 0 | 0 | 0 | 0 | 0
2018-10-03 03:00 | 10 | 3 | 4 | 1 | 0 | 0 | 84.969 | 84.969 | 0 | 16.2515 | 9.7834 | 12.9006 | 12.9006 | 1380.8701 | 0 | 0 | 1380.8701 | 0 | 0 | 0 | 0 | 0 | 84.969 | 0 | 0 | 1380.8701 | 0 | 0 | 0 | 0 | 0 | 0 | 0
2018-10-03 04:00 | 10 | 4 | 4 | 1 | 0 | 0 | 98.2058 | 98.2058 | 0 | 16.2515 | 9.7834 | 12.9006 | 12.9006 | 1595.9865 | 0 | 0 | 1595.9865 | 0 | 0 | 0 | 0 | 0 | 98.2058 | 0 | 0 | 1595.9865 | 0 | 0 | 0 | 0 | 0 | 0 | 0
2018-10-03 05:00 | 10 | 5 | 4 | 1 | 0 | 0 | 131.5517 | 131.5517 | 0 | 16.2515 | 9.7834 | 12.9006 | 12.9006 | 2137.9064 | 0 | 0 | 2137.9064 | 0 | 0 | 0 | 0 | 0 | 131.5517 | 0 | 0 | 2137.9064 | 0 | 0 | 0 | 0 | 0 | 0 | 0
2018-10-03 06:00 | 10 | 6 | 4 | 1 | 0 | 0 | 147.8095 | 147.8095 | 0 | 16.2515 | 9.7834 | 12.9006 | 12.9006 | 2402.1198 | 0 | 0 | 2402.1198 | 0 | 0 | 0 | 0 | 0 | 147.8095 | 0 | 0 | 2402.1198 | 0 | 0 | 0 | 0 | 0 | 0 | 0
2018-10-03 07:00 | 10 | 7 | 4 | 1 | 0 | 0.10577 | 148.4131 | 148.4131 | 5.2884 | 16.2515 | 9.7834 | 12.9006 | 12.9006 | 2411.9285 | 5.2884 | 0 | 2325.9851 | 85.9434 | 0 | 68.2228 | 0 | 0 | 143.1247 | 0 | 0 | 2325.9851 | 85.9434 | 0 | 68.2228 | 0 | 0 | 0.10577 | 0.1099
2018-10-03 08:00 | 10 | 8 | 4 | 1 | 0 | 0.30509 | 161.8978 | 161.8978 | 15.2545 | 16.2515 | 9.7834 | 12.9006 | 12.9006 | 2631.0753 | 15.2545 | 0 | 2383.1675 | 247.9078 | 0 | 196.792 | 0 | 0 | 146.6433 | 0 | 0 | 2383.1675 | 247.9078 | 0 | 196.792 | 0 | 0 | 0.30509 | 0.32614
2018-10-03 09:00 | 10 | 9 | 4 | 1 | 0 | 0.46506 | 171.6676 | 171.6676 | 23.2529 | 16.2515 | 9.7834 | 12.9006 | 12.9006 | 2789.8478 | 23.2529 | 0 | 2411.9535 | 377.8943 | 0 | 299.9767 | 0 | 0 | 148.4146 | 0 | 0 | 2411.9535 | 377.8943 | 0 | 299.9767 | 0 | 0 | 0.46506 | 0.5055
2018-10-03 10:00 | 10 | 10 | 4 | 1 | 0 | 0.57803 | 176.5034 | 176.5034 | 28.9013 | 16.2515 | 9.7834 | 12.9006 | 12.9006 | 2868.438 | 28.9013 | 0 | 2398.7506 | 469.6874 | 0 | 372.8431 | 0 | 0 | 147.6022 | 0 | 0 | 2398.7506 | 469.6874 | 0 | 372.8431 | 0 | 0 | 0.57803 | 0.63589
2018-10-03 11:00 | 10 | 11 | 4 | 1 | 1 | 0.64636 | 175.4397 | 175.4397 | 32.3182 | 16.2515 | 9.7834 | 12.9006 | 12.9006 | 2851.15 | 32.3182 | 0 | 2325.9322 | 525.2178 | 0 | 416.9238 | 0 | 0 | 143.1215 | 0 | 0 | 2325.9322 | 525.2178 | 0 | 416.9238 | 0 | 0 | 0.64636 | 0.70958
2018-10-03 12:00 | 10 | 12 | 4 | 1 | 1 | 0.66753 | 166.5386 | 166.5386 | 33.3766 | 16.2515 | 9.7834 | 12.9006 | 12.9006 | 2706.4952 | 33.3766 | 0 | 2164.0777 | 542.4176 | 0 | 430.5771 | 0 | 0 | 133.1621 | 0 | 0 | 2164.0777 | 542.4176 | 0 | 430.5771 | 0 | 0 | 0.66753 | 0.73153
2018-10-03 13:00 | 10 | 13 | 4 | 1 | 1 | 0.63792 | 154.3199 | 154.3199 | 31.8957 | 16.2515 | 9.7834 | 12.9006 | 12.9006 | 2507.9235 | 31.8957 | 0 | 1989.5711 | 518.3524 | 0 | 411.4739 | 0 | 0 | 122.4242 | 0 | 0 | 1989.5711 | 518.3524 | 0 | 411.4739 | 0 | 0 | 0.63792 | 0.69944
2018-10-03 14:00 | 10 | 14 | 4 | 1 | 1 | 0.55748 | 138.4089 | 138.4089 | 27.8739 | 16.2515 | 9.7834 | 12.9006 | 12.9006 | 2249.346 | 27.8739 | 0 | 1796.3537 | 452.9923 | 0 | 359.5903 | 0 | 0 | 110.5349 | 0 | 0 | 1796.3537 | 452.9923 | 0 | 359.5903 | 0 | 0 | 0.55748 | 0.61314
2018-10-03 15:00 | 10 | 15 | 4 | 1 | 1 | 0.43158 | 121.8107 | 121.8107 | 21.5791 | 16.2515 | 9.7834 | 12.9006 | 12.9006 | 1979.602 | 21.5791 | 0 | 1628.9102 | 350.6918 | 0 | 278.3831 | 0 | 0 | 100.2316 | 0 | 0 | 1628.9102 | 350.6918 | 0 | 278.3831 | 0 | 0 | 0.43158 | 0.46977
2018-10-03 16:00 | 10 | 16 | 4 | 1 | 1 | 0.2549 | 102.6501 | 102.6501 | 12.7451 | 16.2515 | 9.7834 | 12.9006 | 12.9006 | 1668.2133 | 12.7451 | 0 | 1461.0868 | 207.1264 | 0 | 164.4193 | 0 | 0 | 89.905 | 0 | 0 | 1461.0868 | 207.1264 | 0 | 164.4193 | 0 | 0 | 0.2549 | 0.2737
2018-10-03 17:00 | 10 | 17 | 4 | 1 | 1 | 0.063584 | 89.4064 | 89.4064 | 3.1792 | 16.2515 | 9.7834 | 12.9006 | 12.9006 | 1452.9842 | 3.1792 | 0 | 1401.3176 | 51.6665 | 0 | 41.0135 | 0 | 0 | 86.2272 | 0 | 0 | 1401.3176 | 51.6665 | 0 | 41.0135 | 0 | 0 | 0.063584 | 0.065206
2018-10-03 18:00 | 10 | 18 | 4 | 1 | 1 | 0 | 92.3198 | 92.3198 | 0 | 16.2515 | 9.7834 | 12.9006 | 12.9006 | 1500.3314 | 0 | 0 | 1500.3314 | 0 | 0 | 0 | 0 | 0 | 92.3198 | 0 | 0 | 1500.3314 | 0 | 0 | 0 | 0 | 0 | 0 | 0
2018-10-03 19:00 | 10 | 19 | 4 | 1 | 0 | 0 | 93.2465 | 93.2465 | 0 | 16.2515 | 9.7834 | 12.9006 | 12.9006 | 1515.3915 | 0 | 0 | 1515.3915 | 0 | 0 | 0 | 0 | 0 | 93.2465 | 0 | 0 | 1515.3915 | 0 | 0 | 0 | 0 | 0 | 0 | 0
2018-10-03 20:00 | 10 | 20 | 4 | 1 | 0 | 0 | 82.1161 | 82.1161 | 0 | 16.2515 | 9.7834 | 12.9006 | 12.9006 | 1334.5056 | 0 | 0 | 1334.5056 | 0 | 0 | 0 | 0 | 0 | 82.1161 | 0 | 0 | 1334.5056 | 0 | 0 | 0 | 0 | 0 | 0 | 0
2018-10-03 21:00 | 10 | 21 | 4 | 1 | 0 | 0 | 74.211 | 74.211 | 0 | 16.2515 | 9.7834 | 12.9006 | 12.9006 | 1206.0369 | 0 | 0 | 1206.0369 | 0 | 0 | 0 | 0 | 0 | 74.211 | 0 | 0 | 1206.0369 | 0 | 0 | 0 | 0 | 0 | 0 | 0
2018-10-03 22:00 | 10 | 22 | 4 | 1 | 0 | 0 | 71.0044 | 71.0044 | 0 | 16.2515 | 9.7834 | 12.9006 | 12.9006 | 1153.9242 | 0 | 0 | 1153.9242 | 0 | 0 | 0 | 0 | 0 | 71.0044 | 0 | 0 | 1153.9242 | 0 | 0 | 0 | 0 | 0 | 0 | 0
2018-10-03 23:00 | 10 | 23 | 4 | 1 | 0 | 0 | 71.1457 | 71.1457 | 0 | 16.2515 | 9.7834 | 12.9006 | 12.9006 | 1156.2207 | 0 | 0 | 1156.2207 | 0 | 0 | 0 | 0 | 0 | 71.1457 | 0 | 0 | 1156.2207 | 0 | 0 | 0 | 0 | 0 | 0 | 0
2018-10-04 | 10 | 0 | 5 | 1 | 0 | 0 | 71.9372 | 71.9372 | 0 | 16.2515 | 9.7834 | 12.9006 | 12.9006 | 1169.0847 | 0 | 0 | 1169.0847 | 0 | 0 | 0 | 0 | 0 | 71.9372 | 0 | 0 | 1169.0847 | 0 | 0 | 0 | 0 | 0 | 0 | 0
2018-10-04 01:00 | 10 | 1 | 5 | 1 | 0 | 0 | 72.7914 | 72.7914 | 0 | 16.2515 | 9.7834 | 12.9006 | 12.9006 | 1182.9669 | 0 | 0 | 1182.9669 | 0 | 0 | 0 | 0 | 0 | 72.7914 | 0 | 0 | 1182.9669 | 0 | 0 | 0 | 0 | 0 | 0 | 0
2018-10-04 02:00 | 10 | 2 | 5 | 1 | 0 | 0 | 76.0453 | 76.0453 | 0 | 16.2515 | 9.7834 | 12.9006 | 12.9006 | 1235.8461 | 0 | 0 | 1235.8461 | 0 | 0 | 0 | 0 | 0 | 76.0453 | 0 | 0 | 1235.8461 | 0 | 0 | 0 | 0 | 0 | 0 | 0
2018-10-04 03:00 | 10 | 3 | 5 | 1 | 0 | 0 | 83.2776 | 83.2776 | 0 | 16.2515 | 9.7834 | 12.9006 | 12.9006 | 1353.3817 | 0 | 0 | 1353.3817 | 0 | 0 | 0 | 0 | 0 | 83.2776 | 0 | 0 | 1353.3817 | 0 | 0 | 0 | 0 | 0 | 0 | 0
2018-10-04 04:00 | 10 | 4 | 5 | 1 | 0 | 0 | 96.0061 | 96.0061 | 0 | 16.2515 | 9.7834 | 12.9006 | 12.9006 | 1560.2392 | 0 | 0 | 1560.2392 | 0 | 0 | 0 | 0 | 0 | 96.0061 | 0 | 0 | 1560.2392 | 0 | 0 | 0 | 0 | 0 | 0 | 0
2018-10-04 05:00 | 10 | 5 | 5 | 1 | 0 | 0 | 129.6492 | 129.6492 | 0 | 16.2515 | 9.7834 | 12.9006 | 12.9006 | 2106.9884 | 0 | 0 | 2106.9884 | 0 | 0 | 0 | 0 | 0 | 129.6492 | 0 | 0 | 2106.9884 | 0 | 0 | 0 | 0 | 0 | 0 | 0
2018-10-04 06:00 | 10 | 6 | 5 | 1 | 0 | 0 | 147.5718 | 147.5718 | 0 | 16.2515 | 9.7834 | 12.9006 | 12.9006 | 2398.2562 | 0 | 0 | 2398.2562 | 0 | 0 | 0 | 0 | 0 | 147.5718 | 0 | 0 | 2398.2562 | 0 | 0 | 0 | 0 | 0 | 0 | 0
2018-10-04 07:00 | 10 | 7 | 5 | 1 | 0 | 0.012387 | 148.9224 | 148.9224 | 0.61937 | 16.2515 | 9.7834 | 12.9006 | 12.9006 | 2420.2052 | 0.61937 | 0 | 2410.1396 | 10.0657 | 0 | 7.9902 | 0 | 0 | 148.303 | 0 | 0 | 2410.1396 | 10.0657 | 0 | 7.9902 | 0 | 0 | 0.012387 | 0.052544
2018-10-04 08:00 | 10 | 8 | 5 | 1 | 0 | 0.1589 | 164.61 | 164.61 | 7.9449 | 16.2515 | 9.7834 | 12.9006 | 12.9006 | 2675.1526 | 7.9449 | 0 | 2546.0372 | 129.1154 | 0 | 102.4932 | 0 | 0 | 156.6652 | 0 | 0 | 2546.0372 | 129.1154 | 0 | 102.4932 | 0 | 0 | 0.1589 | 0.20366
2018-10-04 09:00 | 10 | 9 | 5 | 1 | 0 | 0.23273 | 177.5111 | 177.5111 | 11.6366 | 16.2515 | 9.7834 | 12.9006 | 12.9006 | 2884.8147 | 11.6366 | 0 | 2695.7022 | 189.1125 | 0 | 150.1196 | 0 | 0 | 165.8745 | 0 | 0 | 2695.7022 | 189.1125 | 0 | 150.1196 | 0 | 0 | 0.23273 | 0.1594
2018-10-04 10:00 | 10 | 10 | 5 | 1 | 0 | 0.18991 | 185.0528 | 185.0528 | 9.4954 | 16.2515 | 9.7834 | 12.9006 | 12.9006 | 3007.378 | 9.4954 | 0 | 2853.0639 | 154.3141 | 0 | 122.4962 | 0 | 0 | 175.5574 | 0 | 0 | 2853.0639 | 154.3141 | 0 | 122.4962 | 0 | 0 | 0.18991 | 0.38408
2018-10-04 11:00 | 10 | 11 | 5 | 1 | 1 | 0.43047 | 184.426 | 184.426 | 21.5237 | 16.2515 | 9.7834 | 12.9006 | 12.9006 | 2997.1912 | 21.5237 | 0 | 2647.3989 | 349.7923 | 0 | 277.669 | 0 | 0 | 162.9023 | 0 | 0 | 2647.3989 | 349.7923 | 0 | 277.669 | 0 | 0 | 0.43047 | 0.43003
2018-10-04 12:00 | 10 | 12 | 5 | 1 | 1 | 0.43515 | 175.0856 | 175.0856 | 21.7574 | 16.2515 | 9.7834 | 12.9006 | 12.9006 | 2845.396 | 21.7574 | 0 | 2491.8066 | 353.5894 | 0 | 280.6833 | 0 | 0 | 153.3282 | 0 | 0 | 2491.8066 | 353.5894 | 0 | 280.6833 | 0 | 0 | 0.43515 | 0.38096
2018-10-04 13:00 | 10 | 13 | 5 | 1 | 1 | 0.16639 | 162.4995 | 162.4995 | 8.3196 | 16.2515 | 9.7834 | 12.9006 | 12.9006 | 2640.8533 | 8.3196 | 0 | 2505.6485 | 135.2048 | 0 | 107.3271 | 0 | 0 | 154.1799 | 0 | 0 | 2505.6485 | 135.2048 | 0 | 107.3271 | 0 | 0 | 0.16639 | 0.31384
2018-10-04 14:00 | 10 | 14 | 5 | 1 | 1 | 0.082236 | 143.9401 | 143.9401 | 4.1118 | 16.2515 | 9.7834 | 12.9006 | 12.9006 | 2339.2368 | 4.1118 | 0 | 2272.414 | 66.8227 | 0 | 53.0446 | 0 | 0 | 139.8283 | 0 | 0 | 2272.414 | 66.8227 | 0 | 53.0446 | 0 | 0 | 0.082236 | 0.05372
2018-10-04 15:00 | 10 | 15 | 5 | 1 | 1 | 0.063047 | 125.971 | 125.971 | 3.1524 | 16.2515 | 9.7834 | 12.9006 | 12.9006 | 2047.2116 | 3.1524 | 0 | 1995.9812 | 51.2304 | 0 | 40.6672 | 0 | 0 | 122.8186 | 0 | 0 | 1995.9812 | 51.2304 | 0 | 40.6672 | 0 | 0 | 0.063047 | 0.045593
2018-10-04 16:00 | 10 | 16 | 5 | 1 | 1 | 0.033133 | 106.0442 | 106.0442 | 1.6567 | 16.2515 | 9.7834 | 12.9006 | 12.9006 | 1723.3729 | 1.6567 | 0 | 1696.4497 | 26.9232 | 0 | 21.372 | 0 | 0 | 104.3875 | 0 | 0 | 1696.4497 | 26.9232 | 0 | 21.372 | 0 | 0 | 0.033133 | 0.050405
2018-10-04 17:00 | 10 | 17 | 5 | 1 | 1 | 0 | 91.0827 | 91.0827 | 0 | 16.2515 | 9.7834 | 12.9006 | 12.9006 | 1480.2265 | 0 | 0 | 1480.2265 | 0 | 0 | 0 | 0 | 0 | 91.0827 | 0 | 0 | 1480.2265 | 0 | 0 | 0 | 0 | 0 | 0 | 0.0048117
2018-10-04 18:00 | 10 | 18 | 5 | 1 | 1 | 0 | 93.6636 | 93.6636 | 0 | 16.2515 | 9.7834 | 12.9006 | 12.9006 | 1522.1701 | 0 | 0 | 1522.1701 | 0 | 0 | 0 | 0 | 0 | 93.6636 | 0 | 0 | 1522.1701 | 0 | 0 | 0 | 0 | 0 | 0 | 0
2018-10-04 19:00 | 10 | 19 | 5 | 1 | 0 | 0 | 94.4374 | 94.4374 | 0 | 16.2515 | 9.7834 | 12.9006 | 12.9006 | 1534.7451 | 0 | 0 | 1534.7451 | 0 | 0 | 0 | 0 | 0 | 94.4374 | 0 | 0 | 1534.7451 | 0 | 0 | 0 | 0 | 0 | 0 | 0
2018-10-04 20:00 | 10 | 20 | 5 | 1 | 0 | 0 | 82.531 | 82.531 | 0 | 16.2515 | 9.7834 | 12.9006 | 12.9006 | 1341.2497 | 0 | 0 | 1341.2497 | 0 | 0 | 0 | 0 | 0 | 82.531 | 0 | 0 | 1341.2497 | 0 | 0 | 0 | 0 | 0 | 0 | 0
2018-10-04 21:00 | 10 | 21 | 5 | 1 | 0 | 0 | 75.1233 | 75.1233 | 0 | 16.2515 | 9.7834 | 12.9006 | 12.9006 | 1220.8623 | 0 | 0 | 1220.8623 | 0 | 0 | 0 | 0 | 0 | 75.1233 | 0 | 0 | 1220.8623 | 0 | 0 | 0 | 0 | 0 | 0 | 0
2018-10-04 22:00 | 10 | 22 | 5 | 1 | 0 | 0 | 72.5224 | 72.5224 | 0 | 16.2515 | 9.7834 | 12.9006 | 12.9006 | 1178.5939 | 0 | 0 | 1178.5939 | 0 | 0 | 0 | 0 | 0 | 72.5224 | 0 | 0 | 1178.5939 | 0 | 0 | 0 | 0 | 0 | 0 | 0
2018-10-04 23:00 | 10 | 23 | 5 | 1 | 0 | 0 | 72.6265 | 72.6265 | 0 | 16.2515 | 9.7834 | 12.9006 | 12.9006 | 1180.2858 | 0 | 0 | 1180.2858 | 0 | 0 | 0 | 0 | 0 | 72.6265 | 0 | 0 | 1180.2858 | 0 | 0 | 0 | 0 | 0 | 0 | 0
2018-10-05 | 10 | 0 | 6 | 1 | 0 | 0 | 73.7803 | 73.7803 | 0 | 16.2515 | 9.7834 | 12.9006 | 12.9006 | 1199.0369 | 0 | 0 | 1199.0369 | 0 | 0 | 0 | 0 | 0 | 73.7803 | 0 | 0 | 1199.0369 | 0 | 0 | 0 | 0 | 0 | 0 | 0
2018-10-05 01:00 | 10 | 1 | 6 | 1 | 0 | 0 | 74.1826 | 74.1826 | 0 | 16.2515 | 9.7834 | 12.9006 | 12.9006 | 1205.5747 | 0 | 0 | 1205.5747 | 0 | 0 | 0 | 0 | 0 | 74.1826 | 0 | 0 | 1205.5747 | 0 | 0 | 0 | 0 | 0 | 0 | 0
2018-10-05 02:00 | 10 | 2 | 6 | 1 | 0 | 0 | 76.8393 | 76.8393 | 0 | 16.2515 | 9.7834 | 12.9006 | 12.9006 | 1248.7499 | 0 | 0 | 1248.7499 | 0 | 0 | 0 | 0 | 0 | 76.8393 | 0 | 0 | 1248.7499 | 0 | 0 | 0 | 0 | 0 | 0 | 0
2018-10-05 03:00 | 10 | 3 | 6 | 1 | 0 | 0 | 85.0036 | 85.0036 | 0 | 16.2515 | 9.7834 | 12.9006 | 12.9006 | 1381.4327 | 0 | 0 | 1381.4327 | 0 | 0 | 0 | 0 | 0 | 85.0036 | 0 | 0 | 1381.4327 | 0 | 0 | 0 | 0 | 0 | 0 | 0
2018-10-05 04:00 | 10 | 4 | 6 | 1 | 0 | 0 | 98.1705 | 98.1705 | 0 | 16.2515 | 9.7834 | 12.9006 | 12.9006 | 1595.4133 | 0 | 0 | 1595.4133 | 0 | 0 | 0 | 0 | 0 | 98.1705 | 0 | 0 | 1595.4133 | 0 | 0 | 0 | 0 | 0 | 0 | 0
2018-10-05 05:00 | 10 | 5 | 6 | 1 | 0 | 0 | 131.6004 | 131.6004 | 0 | 16.2515 | 9.7834 | 12.9006 | 12.9006 | 2138.6979 | 0 | 0 | 2138.6979 | 0 | 0 | 0 | 0 | 0 | 131.6004 | 0 | 0 | 2138.6979 | 0 | 0 | 0 | 0 | 0 | 0 | 0
2018-10-05 06:00 | 10 | 6 | 6 | 1 | 0 | 0 | 149.3972 | 149.3972 | 0 | 16.2515 | 9.7834 | 12.9006 | 12.9006 | 2427.9222 | 0 | 0 | 2427.9222 | 0 | 0 | 0 | 0 | 0 | 149.3972 | 0 | 0 | 2427.9222 | 0 | 0 | 0 | 0 | 0 | 0 | 0
2018-10-05 07:00 | 10 | 7 | 6 | 1 | 0 | 0.0065121 | 149.735 | 149.735 | 0.3256 | 16.2515 | 9.7834 | 12.9006 | 12.9006 | 2433.4122 | 0.3256 | 0 | 2428.1207 | 5.2915 | 0 | 4.2005 | 0 | 0 | 149.4094 | 0 | 0 | 2428.1207 | 5.2915 | 0 | 4.2005 | 0 | 0 | 0.0065121 | 0.014699
2018-10-05 08:00 | 10 | 8 | 6 | 1 | 0 | 0.058732 | 163.0427 | 163.0427 | 2.9366 | 16.2515 | 9.7834 | 12.9006 | 12.9006 | 2649.6816 | 2.9366 | 0 | 2601.9573 | 47.7244 | 0 | 37.8841 | 0 | 0 | 160.1061 | 0 | 0 | 2601.9573 | 47.7244 | 0 | 37.8841 | 0 | 0 | 0.058732 | 0.061015
2018-10-05 09:00 | 10 | 9 | 6 | 1 | 0 | 0.055392 | 173.5742 | 173.5742 | 2.7696 | 16.2515 | 9.7834 | 12.9006 | 12.9006 | 2820.8333 | 2.7696 | 0 | 2775.8235 | 45.0098 | 0 | 35.7293 | 0 | 0 | 170.8046 | 0 | 0 | 2775.8235 | 45.0098 | 0 | 35.7293 | 0 | 0 | 0.055392 | 0.088603
2018-10-05 10:00 | 10 | 10 | 6 | 1 | 0 | 0.12448 | 178.3657 | 178.3657 | 6.224 | 16.2515 | 9.7834 | 12.9006 | 12.9006 | 2898.7019 | 6.224 | 0 | 2797.5528 | 101.1491 | 0 | 80.2933 | 0 | 0 | 172.1417 | 0 | 0 | 2797.5528 | 101.1491 | 0 | 80.2933 | 0 | 0 | 0.12448 | 0.12425
2018-10-05 11:00 | 10 | 11 | 6 | 1 | 1 | 0.10167 | 176.3671 | 176.3671 | 5.0837 | 16.2515 | 9.7834 | 12.9006 | 12.9006 | 2866.2222 | 5.0837 | 0 | 2783.6047 | 82.6175 | 0 | 65.5827 | 0 | 0 | 171.2834 | 0 | 0 | 2783.6047 | 82.6175 | 0 | 65.5827 | 0 | 0 | 0.10167 | 0.11097
2018-10-05 12:00 | 10 | 12 | 6 | 1 | 1 | 0.13848 | 169.8211 | 169.8211 | 6.924 | 16.2515 | 9.7834 | 12.9006 | 12.9006 | 2759.8396 | 6.924 | 0 | 2647.3137 | 112.5259 | 0 | 89.3243 | 0 | 0 | 162.897 | 0 | 0 | 2647.3137 | 112.5259 | 0 | 89.3243 | 0 | 0 | 0.13848 | 0.17662
2018-10-05 13:00 | 10 | 13 | 6 | 1 | 1 | 0.16628 | 158.5447 | 158.5447 | 8.3141 | 16.2515 | 9.7834 | 12.9006 | 12.9006 | 2576.5815 | 8.3141 | 0 | 2441.4653 | 135.1162 | 0 | 107.2568 | 0 | 0 | 150.2306 | 0 | 0 | 2441.4653 | 135.1162 | 0 | 107.2568 | 0 | 0 | 0.16628 | 0.12634
2018-10-05 14:00 | 10 | 14 | 6 | 1 | 1 | 0.13457 | 143.0673 | 143.0673 | 6.7285 | 16.2515 | 9.7834 | 12.9006 | 12.9006 | 2325.0515 | 6.7285 | 0 | 2215.7036 | 109.3479 | 0 | 86.8016 | 0 | 0 | 136.3388 | 0 | 0 | 2215.7036 | 109.3479 | 0 | 86.8016 | 0 | 0 | 0.13457 | 0.12197
2018-10-05 15:00 | 10 | 15 | 6 | 1 | 1 | 0.098048 | 126.823 | 126.823 | 4.9024 | 16.2515 | 9.7834 | 12.9006 | 12.9006 | 2061.0587 | 4.9024 | 0 | 1981.3877 | 79.671 | 0 | 63.2437 | 0 | 0 | 121.9206 | 0 | 0 | 1981.3877 | 79.671 | 0 | 63.2437 | 0 | 0 | 0.098048 | 0.11594
2018-10-05 16:00 | 10 | 16 | 6 | 1 | 1 | 0.048672 | 108.4507 | 108.4507 | 2.4336 | 16.2515 | 9.7834 | 12.9006 | 12.9006 | 1762.4818 | 2.4336 | 0 | 1722.9319 | 39.5499 | 0 | 31.3951 | 0 | 0 | 106.0171 | 0 | 0 | 1722.9319 | 39.5499 | 0 | 31.3951 | 0 | 0 | 0.048672 | 0.063099
2018-10-05 17:00 | 10 | 17 | 6 | 1 | 1 | 0.018022 | 92.7347 | 92.7347 | 0.90112 | 16.2515 | 9.7834 | 12.9006 | 12.9006 | 1507.0746 | 0.90112 | 0 | 1492.43 | 14.6445 | 0 | 11.625 | 0 | 0 | 91.8336 | 0 | 0 | 1492.43 | 14.6445 | 0 | 11.625 | 0 | 0 | 0.018022 | 0.01316
2018-10-05 18:00 | 10 | 18 | 6 | 1 | 1 | 0 | 93.9519 | 93.9519 | 0 | 16.2515 | 9.7834 | 12.9006 | 12.9006 | 1526.8552 | 0 | 0 | 1526.8552 | 0 | 0 | 0 | 0 | 0 | 93.9519 | 0 | 0 | 1526.8552 | 0 | 0 | 0 | 0 | 0 | 0 | 0
2018-10-05 19:00 | 10 | 19 | 6 | 1 | 0 | 0 | 93.6998 | 93.6998 | 0 | 16.2515 | 9.7834 | 12.9006 | 12.9006 | 1522.7576 | 0 | 0 | 1522.7576 | 0 | 0 | 0 | 0 | 0 | 93.6998 | 0 | 0 | 1522.7576 | 0 | 0 | 0 | 0 | 0 | 0 | 0
2018-10-05 20:00 | 10 | 20 | 6 | 1 | 0 | 0 | 82.4972 | 82.4972 | 0 | 16.2515 | 9.7834 | 12.9006 | 12.9006 | 1340.6989 | 0 | 0 | 1340.6989 | 0 | 0 | 0 | 0 | 0 | 82.4972 | 0 | 0 | 1340.6989 | 0 | 0 | 0 | 0 | 0 | 0 | 0
2018-10-05 21:00 | 10 | 21 | 6 | 1 | 0 | 0 | 76.0478 | 76.0478 | 0 | 16.2515 | 9.7834 | 12.9006 | 12.9006 | 1235.888 | 0 | 0 | 1235.888 | 0 | 0 | 0 | 0 | 0 | 76.0478 | 0 | 0 | 1235.888 | 0 | 0 | 0 | 0 | 0 | 0 | 0
2018-10-05 22:00 | 10 | 22 | 6 | 1 | 0 | 0 | 72.8479 | 72.8479 | 0 | 16.2515 | 9.7834 | 12.9006 | 12.9006 | 1183.8842 | 0 | 0 | 1183.8842 | 0 | 0 | 0 | 0 | 0 | 72.8479 | 0 | 0 | 1183.8842 | 0 | 0 | 0 | 0 | 0 | 0 | 0
2018-10-05 23:00 | 10 | 23 | 6 | 1 | 0 | 0 | 71.8887 | 71.8887 | 0 | 16.2515 | 9.7834 | 12.9006 | 12.9006 | 1168.2963 | 0 | 0 | 1168.2963 | 0 | 0 | 0 | 0 | 0 | 71.8887 | 0 | 0 | 1168.2963 | 0 | 0 | 0 | 0 | 0 | 0 | 0
2018-10-06 | 10 | 0 | 7 | 1 | 0 | 0 | 63.59 | 63.59 | 0 | 16.2515 | 9.7834 | 12.9006 | 12.9006 | 1033.4294 | 0 | 0 | 1033.4294 | 0 | 0 | 0 | 0 | 0 | 63.59 | 0 | 0 | 1033.4294 | 0 | 0 | 0 | 0 | 0 | 0 | 0
2018-10-06 01:00 | 10 | 1 | 7 | 1 | 0 | 0 | 60.3082 | 60.3082 | 0 | 16.2515 | 9.7834 | 12.9006 | 12.9006 | 980.0962 | 0 | 0 | 980.0962 | 0 | 0 | 0 | 0 | 0 | 60.3082 | 0 | 0 | 980.0962 | 0 | 0 | 0 | 0 | 0 | 0 | 0
2018-10-06 02:00 | 10 | 2 | 7 | 1 | 0 | 0 | 59.9076 | 59.9076 | 0 | 16.2515 | 9.7834 | 12.9006 | 12.9006 | 973.5859 | 0 | 0 | 973.5859 | 0 | 0 | 0 | 0 | 0 | 59.9076 | 0 | 0 | 973.5859 | 0 | 0 | 0 | 0 | 0 | 0 | 0
2018-10-06 03:00 | 10 | 3 | 7 | 1 | 0 | 0 | 59.4147 | 59.4147 | 0 | 16.2515 | 9.7834 | 12.9006 | 12.9006 | 965.5757 | 0 | 0 | 965.5757 | 0 | 0 | 0 | 0 | 0 | 59.4147 | 0 | 0 | 965.5757 | 0 | 0 | 0 | 0 | 0 | 0 | 0
2018-10-06 04:00 | 10 | 4 | 7 | 1 | 0 | 0 | 58.7179 | 58.7179 | 0 | 16.2515 | 9.7834 | 12.9006 | 12.9006 | 954.252 | 0 | 0 | 954.252 | 0 | 0 | 0 | 0 | 0 | 58.7179 | 0 | 0 | 954.252 | 0 | 0 | 0 | 0 | 0 | 0 | 0
2018-10-06 05:00 | 10 | 5 | 7 | 1 | 0 | 0 | 75.5732 | 75.5732 | 0 | 16.2515 | 9.7834 | 12.9006 | 12.9006 | 1228.1738 | 0 | 0 | 1228.1738 | 0 | 0 | 0 | 0 | 0 | 75.5732 | 0 | 0 | 1228.1738 | 0 | 0 | 0 | 0 | 0 | 0 | 0
2018-10-06 06:00 | 10 | 6 | 7 | 1 | 0 | 0 | 73.2922 | 73.2922 | 0 | 16.2515 | 9.7834 | 12.9006 | 12.9006 | 1191.1046 | 0 | 0 | 1191.1046 | 0 | 0 | 0 | 0 | 0 | 73.2922 | 0 | 0 | 1191.1046 | 0 | 0 | 0 | 0 | 0 | 0 | 0
2018-10-06 07:00 | 10 | 7 | 7 | 1 | 0 | 0.11464 | 54.1243 | 54.1243 | 5.7321 | 16.2515 | 9.7834 | 12.9006 | 12.9006 | 879.5991 | 5.7321 | 0 | 786.4449 | 93.1542 | 0 | 73.9468 | 0 | 0 | 48.3923 | 0 | 0 | 786.4449 | 93.1542 | 0 | 73.9468 | 0 | 0 | 0.11464 | 0.12344
2018-10-06 08:00 | 10 | 8 | 7 | 1 | 0 | 0.16093 | 52.5667 | 52.5667 | 8.0467 | 16.2515 | 9.7834 | 12.9006 | 12.9006 | 854.2858 | 8.0467 | 0 | 723.5152 | 130.7706 | 0 | 103.8072 | 0 | 0 | 44.52 | 0 | 0 | 723.5152 | 130.7706 | 0 | 103.8072 | 0 | 0 | 0.16093 | 0.18042
2018-10-06 09:00 | 10 | 9 | 7 | 1 | 0 | 0.50408 | 53.2267 | 53.2267 | 25.204 | 16.2515 | 9.7834 | 12.9006 | 12.9006 | 865.0116 | 25.204 | 0 | 455.4107 | 409.6009 | 0 | 325.1458 | 0 | 0 | 28.0228 | 0 | 0 | 455.4107 | 409.6009 | 0 | 325.1458 | 0 | 0 | 0.50408 | 0.33012
2018-10-06 10:00 | 10 | 10 | 7 | 1 | 0 | 0.62734 | 56.4886 | 56.4886 | 31.3672 | 16.2515 | 9.7834 | 12.9006 | 12.9006 | 918.0219 | 31.3672 | 0 | 408.2592 | 509.7627 | 0 | 404.6553 | 0 | 0 | 25.1214 | 0 | 0 | 408.2592 | 509.7627 | 0 | 404.6553 | 0 | 0 | 0.62734 | 0.62626
2018-10-06 11:00 | 10 | 11 | 7 | 1 | 1 | 0.21825 | 58.2084 | 58.2084 | 10.9127 | 16.2515 | 9.7834 | 12.9006 | 12.9006 | 945.9712 | 10.9127 | 0 | 768.6239 | 177.3473 | 0 | 140.7802 | 0 | 0 | 47.2957 | 0 | 0 | 768.6239 | 177.3473 | 0 | 140.7802 | 0 | 0 | 0.21825 | 0.31499
2018-10-06 12:00 | 10 | 12 | 7 | 1 | 1 | 0.46452 | 59.0146 | 59.0146 | 23.2258 | 16.2515 | 9.7834 | 12.9006 | 12.9006 | 959.0735 | 23.2258 | 0 | 581.6212 | 377.4523 | 0 | 299.6258 | 0 | 0 | 35.7889 | 0 | 0 | 581.6212 | 377.4523 | 0 | 299.6258 | 0 | 0 | 0.46452 | 0.60294
2018-10-06 13:00 | 10 | 13 | 7 | 1 | 1 | 0.34656 | 61.8957 | 61.8957 | 17.328 | 16.2515 | 9.7834 | 12.9006 | 12.9006 | 1005.896 | 17.328 | 0 | 724.2915 | 281.6044 | 0 | 223.5407 | 0 | 0 | 44.5678 | 0 | 0 | 724.2915 | 281.6044 | 0 | 223.5407 | 0 | 0 | 0.34656 | 0.36204
2018-10-06 14:00 | 10 | 14 | 7 | 1 | 1 | 0.23848 | 62.0979 | 62.0979 | 11.9238 | 16.2515 | 9.7834 | 12.9006 | 12.9006 | 1009.1807 | 11.9238 | 0 | 815.4007 | 193.7799 | 0 | 153.8247 | 0 | 0 | 50.174 | 0 | 0 | 815.4007 | 193.7799 | 0 | 153.8247 | 0 | 0 | 0.23848 | 0.22163
2018-10-06 15:00 | 10 | 15 | 7 | 1 | 1 | 0.18053 | 61.6042 | 61.6042 | 9.0266 | 16.2515 | 9.7834 | 12.9006 | 12.9006 | 1001.1573 | 9.0266 | 0 | 854.4627 | 146.6946 | 0 | 116.4478 | 0 | 0 | 52.5776 | 0 | 0 | 854.4627 | 146.6946 | 0 | 116.4478 | 0 | 0 | 0.18053 | 0.50842
2018-10-06 16:00 | 10 | 16 | 7 | 1 | 1 | 0.03113 | 63.0513 | 63.0513 | 1.5565 | 16.2515 | 9.7834 | 12.9006 | 12.9006 | 1024.6747 | 1.5565 | 0 | 999.3793 | 25.2955 | 0 | 20.0798 | 0 | 0 | 61.4948 | 0 | 0 | 999.3793 | 25.2955 | 0 | 20.0798 | 0 | 0 | 0.03113 | 0.22241
2018-10-06 17:00 | 10 | 17 | 7 | 1 | 1 | 0.064017 | 62.4138 | 62.4138 | 3.2008 | 16.2515 | 9.7834 | 12.9006 | 12.9006 | 1014.3148 | 3.2008 | 0 | 962.2967 | 52.0181 | 0 | 41.2925 | 0 | 0 | 59.213 | 0 | 0 | 962.2967 | 52.0181 | 0 | 41.2925 | 0 | 0 | 0.064017 | 0.065463
2018-10-06 18:00 | 10 | 18 | 7 | 1 | 1 | 0 | 75.6224 | 75.6224 | 0 | 16.2515 | 9.7834 | 12.9006 | 12.9006 | 1228.9735 | 0 | 0 | 1228.9735 | 0 | 0 | 0 | 0 | 0 | 75.6224 | 0 | 0 | 1228.9735 | 0 | 0 | 0 | 0 | 0 | 0 | 0
2018-10-06 19:00 | 10 | 19 | 7 | 1 | 0 | 0 | 81.2875 | 81.2875 | 0 | 16.2515 | 9.7834 | 12.9006 | 12.9006 | 1321.041 | 0 | 0 | 1321.041 | 0 | 0 | 0 | 0 | 0 | 81.2875 | 0 | 0 | 1321.041 | 0 | 0 | 0 | 0 | 0 | 0 | 0
2018-10-06 20:00 | 10 | 20 | 7 | 1 | 0 | 0 | 74.7636 | 74.7636 | 0 | 16.2515 | 9.7834 | 12.9006 | 12.9006 | 1215.0169 | 0 | 0 | 1215.0169 | 0 | 0 | 0 | 0 | 0 | 74.7636 | 0 | 0 | 1215.0169 | 0 | 0 | 0 | 0 | 0 | 0 | 0
2018-10-06 21:00 | 10 | 21 | 7 | 1 | 0 | 0 | 71.1246 | 71.1246 | 0 | 16.2515 | 9.7834 | 12.9006 | 12.9006 | 1155.879 | 0 | 0 | 1155.879 | 0 | 0 | 0 | 0 | 0 | 71.1246 | 0 | 0 | 1155.879 | 0 | 0 | 0 | 0 | 0 | 0 | 0
2018-10-06 22:00 | 10 | 22 | 7 | 1 | 0 | 0 | 69.4496 | 69.4496 | 0 | 16.2515 | 9.7834 | 12.9006 | 12.9006 | 1128.6578 | 0 | 0 | 1128.6578 | 0 | 0 | 0 | 0 | 0 | 69.4496 | 0 | 0 | 1128.6578 | 0 | 0 | 0 | 0 | 0 | 0 | 0
2018-10-06 23:00 | 10 | 23 | 7 | 1 | 0 | 0 | 66.1592 | 66.1592 | 0 | 16.2515 | 9.7834 | 12.9006 | 12.9006 | 1075.1829 | 0 | 0 | 1075.1829 | 0 | 0 | 0 | 0 | 0 | 66.1592 | 0 | 0 | 1075.1829 | 0 | 0 | 0 | 0 | 0 | 0 | 0
2018-10-07 | 10 | 0 | 1 | 1 | 0 | 0 | 59.8318 | 59.8318 | 0 | 16.2515 | 9.7834 | 12.9006 | 12.9006 | 972.3539 | 0 | 0 | 972.3539 | 0 | 0 | 0 | 0 | 0 | 59.8318 | 0 | 0 | 972.3539 | 0 | 0 | 0 | 0 | 0 | 0 | 0
2018-10-07 01:00 | 10 | 1 | 1 | 1 | 0 | 0 | 59.2493 | 59.2493 | 0 | 16.2515 | 9.7834 | 12.9006 | 12.9006 | 962.888 | 0 | 0 | 962.888 | 0 | 0 | 0 | 0 | 0 | 59.2493 | 0 | 0 | 962.888 | 0 | 0 | 0 | 0 | 0 | 0 | 0
2018-10-07 02:00 | 10 | 2 | 1 | 1 | 0 | 0 | 57.7871 | 57.7871 | 0 | 16.2515 | 9.7834 | 12.9006 | 12.9006 | 939.1245 | 0 | 0 | 939.1245 | 0 | 0 | 0 | 0 | 0 | 57.7871 | 0 | 0 | 939.1245 | 0 | 0 | 0 | 0 | 0 | 0 | 0
2018-10-07 03:00 | 10 | 3 | 1 | 1 | 0 | 0 | 57.8646 | 57.8646 | 0 | 16.2515 | 9.7834 | 12.9006 | 12.9006 | 940.3836 | 0 | 0 | 940.3836 | 0 | 0 | 0 | 0 | 0 | 57.8646 | 0 | 0 | 940.3836 | 0 | 0 | 0 | 0 | 0 | 0 | 0
2018-10-07 04:00 | 10 | 4 | 1 | 1 | 0 | 0 | 58.8539 | 58.8539 | 0 | 16.2515 | 9.7834 | 12.9006 | 12.9006 | 956.461 | 0 | 0 | 956.461 | 0 | 0 | 0 | 0 | 0 | 58.8539 | 0 | 0 | 956.461 | 0 | 0 | 0 | 0 | 0 | 0 | 0
2018-10-07 05:00 | 10 | 5 | 1 | 1 | 0 | 0 | 75.224 | 75.224 | 0 | 16.2515 | 9.7834 | 12.9006 | 12.9006 | 1222.4993 | 0 | 0 | 1222.4993 | 0 | 0 | 0 | 0 | 0 | 75.224 | 0 | 0 | 1222.4993 | 0 | 0 | 0 | 0 | 0 | 0 | 0
2018-10-07 06:00 | 10 | 6 | 1 | 1 | 0 | 0 | 68.125 | 68.125 | 0 | 16.2515 | 9.7834 | 12.9006 | 12.9006 | 1107.1301 | 0 | 0 | 1107.1301 | 0 | 0 | 0 | 0 | 0 | 68.125 | 0 | 0 | 1107.1301 | 0 | 0 | 0 | 0 | 0 | 0 | 0
2018-10-07 07:00 | 10 | 7 | 1 | 1 | 0 | 0.11279 | 49.395 | 49.395 | 5.6397 | 16.2515 | 9.7834 | 12.9006 | 12.9006 | 802.7407 | 5.6397 | 0 | 711.0882 | 91.6525 | 0 | 72.7548 | 0 | 0 | 43.7553 | 0 | 0 | 711.0882 | 91.6525 | 0 | 72.7548 | 0 | 0 | 0.11279 | 0.11806
2018-10-07 08:00 | 10 | 8 | 1 | 1 | 0 | 0.32568 | 47.1066 | 47.1066 | 16.2838 | 16.2515 | 9.7834 | 12.9006 | 12.9006 | 765.5506 | 16.2838 | 0 | 500.9151 | 264.6355 | 0 | 210.0706 | 0 | 0 | 30.8228 | 0 | 0 | 500.9151 | 264.6355 | 0 | 210.0706 | 0 | 0 | 0.32568 | 0.35362
2018-10-07 09:00 | 10 | 9 | 1 | 1 | 0 | 0.49455 | 47.623 | 47.623 | 24.7275 | 16.2515 | 9.7834 | 12.9006 | 12.9006 | 773.943 | 24.7275 | 0 | 372.0859 | 401.8571 | 0 | 318.9986 | 0 | 0 | 22.8955 | 0 | 0 | 372.0859 | 401.8571 | 0 | 318.9986 | 0 | 0 | 0.49455 | 0.54294
2018-10-07 10:00 | 10 | 10 | 1 | 1 | 0 | 0.61336 | 49.1936 | 49.1936 | 30.6682 | 16.2515 | 9.7834 | 12.9006 | 12.9006 | 799.4684 | 30.6682 | 0 | 301.0655 | 498.4029 | 0 | 395.6378 | 0 | 0 | 18.5254 | 0 | 0 | 301.0655 | 498.4029 | 0 | 395.6378 | 0 | 0 | 0.61336 | 0.67334
2018-10-07 11:00 | 10 | 11 | 1 | 1 | 1 | 0.68118 | 48.9843 | 48.9843 | 34.0592 | 16.2515 | 9.7834 | 12.9006 | 12.9006 | 796.0655 | 34.0592 | 0 | 242.5539 | 553.5116 | 0 | 439.3837 | 0 | 0 | 14.9251 | 0 | 0 | 242.5539 | 553.5116 | 0 | 439.3837 | 0 | 0 | 0.68118 | 0.74753
2018-10-07 12:00 | 10 | 12 | 1 | 1 | 1 | 0.57948 | 51.3947 | 51.3947 | 28.9741 | 16.2515 | 9.7834 | 12.9006 | 12.9006 | 835.2392 | 28.9741 | 0 | 364.3687 | 470.8705 | 0 | 373.7823 | 0 | 0 | 22.4207 | 0 | 0 | 364.3687 | 470.8705 | 0 | 373.7823 | 0 | 0 | 0.57948 | 0.33772
2018-10-07 13:00 | 10 | 13 | 1 | 1 | 1 | 0.43731 | 51.5378 | 51.5378 | 21.8653 | 16.2515 | 9.7834 | 12.9006 | 12.9006 | 837.5635 | 21.8653 | 0 | 482.2205 | 355.343 | 0 | 282.0752 | 0 | 0 | 29.6725 | 0 | 0 | 482.2205 | 355.343 | 0 | 282.0752 | 0 | 0 | 0.43731 | 0.37098
2018-10-07 14:00 | 10 | 14 | 1 | 1 | 1 | 0.16074 | 50.6469 | 50.6469 | 8.0371 | 16.2515 | 9.7834 | 12.9006 | 12.9006 | 823.0857 | 8.0371 | 0 | 692.4711 | 130.6146 | 0 | 103.6833 | 0 | 0 | 42.6098 | 0 | 0 | 692.4711 | 130.6146 | 0 | 103.6833 | 0 | 0 | 0.16074 | 0.6354
2018-10-07 15:00 | 10 | 15 | 1 | 1 | 1 | 0.2963 | 52.7628 | 52.7628 | 14.8149 | 16.2515 | 9.7834 | 12.9006 | 12.9006 | 857.4723 | 14.8149 | 0 | 616.7086 | 240.7637 | 0 | 191.1209 | 0 | 0 | 37.9479 | 0 | 0 | 616.7086 | 240.7637 | 0 | 191.1209 | 0 | 0 | 0.2963 | 0.49189
2018-10-07 16:00 | 10 | 16 | 1 | 1 | 1 | 0.26666 | 51.8306 | 51.8306 | 13.3331 | 16.2515 | 9.7834 | 12.9006 | 12.9006 | 842.3235 | 13.3331 | 0 | 625.6404 | 216.6831 | 0 | 172.0055 | 0 | 0 | 38.4975 | 0 | 0 | 625.6404 | 216.6831 | 0 | 172.0055 | 0 | 0 | 0.26666 | 0.28725
2018-10-07 17:00 | 10 | 17 | 1 | 1 | 1 | 0.060276 | 49.4859 | 49.4859 | 3.0138 | 16.2515 | 9.7834 | 12.9006 | 12.9006 | 804.2188 | 3.0138 | 0 | 755.24 | 48.9788 | 0 | 38.8799 | 0 | 0 | 46.4721 | 0 | 0 | 755.24 | 48.9788 | 0 | 38.8799 | 0 | 0 | 0.060276 | 0.063134
2018-10-07 18:00 | 10 | 18 | 1 | 1 | 1 | 0 | 65.0046 | 65.0046 | 0 | 16.2515 | 9.7834 | 12.9006 | 12.9006 | 1056.4199 | 0 | 0 | 1056.4199 | 0 | 0 | 0 | 0 | 0 | 65.0046 | 0 | 0 | 1056.4199 | 0 | 0 | 0 | 0 | 0 | 0 | 0
2018-10-07 19:00 | 10 | 19 | 1 | 1 | 0 | 0 | 69.2702 | 69.2702 | 0 | 16.2515 | 9.7834 | 12.9006 | 12.9006 | 1125.7409 | 0 | 0 | 1125.7409 | 0 | 0 | 0 | 0 | 0 | 69.2702 | 0 | 0 | 1125.7409 | 0 | 0 | 0 | 0 | 0 | 0 | 0
2018-10-07 20:00 | 10 | 20 | 1 | 1 | 0 | 0 | 60.7702 | 60.7702 | 0 | 16.2515 | 9.7834 | 12.9006 | 12.9006 | 987.6039 | 0 | 0 | 987.6039 | 0 | 0 | 0 | 0 | 0 | 60.7702 | 0 | 0 | 987.6039 | 0 | 0 | 0 | 0 | 0 | 0 | 0
2018-10-07 21:00 | 10 | 21 | 1 | 1 | 0 | 0 | 57.711 | 57.711 | 0 | 16.2515 | 9.7834 | 12.9006 | 12.9006 | 937.8879 | 0 | 0 | 937.8879 | 0 | 0 | 0 | 0 | 0 | 57.711 | 0 | 0 | 937.8879 | 0 | 0 | 0 | 0 | 0 | 0 | 0
2018-10-07 22:00 | 10 | 22 | 1 | 1 | 0 | 0 | 57.9005 | 57.9005 | 0 | 16.2515 | 9.7834 | 12.9006 | 12.9006 | 940.9678 | 0 | 0 | 940.9678 | 0 | 0 | 0 | 0 | 0 | 57.9005 | 0 | 0 | 940.9678 | 0 | 0 | 0 | 0 | 0 | 0 | 0
2018-10-07 23:00 | 10 | 23 | 1 | 1 | 0 | 0 | 56.9281 | 56.9281 | 0 | 16.2515 | 9.7834 | 12.9006 | 12.9006 | 925.1653 | 0 | 0 | 925.1653 | 0 | 0 | 0 | 0 | 0 | 56.9281 | 0 | 0 | 925.1653 | 0 | 0 | 0 | 0 | 0 | 0 | 0
2018-10-08 | 10 | 0 | 2 | 1 | 0 | 0 | 68.2706 | 68.2706 | 0 | 16.2515 | 9.7834 | 12.9006 | 12.9006 | 1109.496 | 0 | 0 | 1109.496 | 0 | 0 | 0 | 0 | 0 | 68.2706 | 0 | 0 | 1109.496 | 0 | 0 | 0 | 0 | 0 | 0 | 0
2018-10-08 01:00 | 10 | 1 | 2 | 1 | 0 | 0 | 72.0219 | 72.0219 | 0 | 16.2515 | 9.7834 | 12.9006 | 12.9006 | 1170.4602 | 0 | 0 | 1170.4602 | 0 | 0 | 0 | 0 | 0 | 72.0219 | 0 | 0 | 1170.4602 | 0 | 0 | 0 | 0 | 0 | 0 | 0
2018-10-08 02:00 | 10 | 2 | 2 | 1 | 0 | 0 | 74.1224 | 74.1224 | 0 | 16.2515 | 9.7834 | 12.9006 | 12.9006 | 1204.5963 | 0 | 0 | 1204.5963 | 0 | 0 | 0 | 0 | 0 | 74.1224 | 0 | 0 | 1204.5963 | 0 | 0 | 0 | 0 | 0 | 0 | 0
2018-10-08 03:00 | 10 | 3 | 2 | 1 | 0 | 0 | 81.799 | 81.799 | 0 | 16.2515 | 9.7834 | 12.9006 | 12.9006 | 1329.3521 | 0 | 0 | 1329.3521 | 0 | 0 | 0 | 0 | 0 | 81.799 | 0 | 0 | 1329.3521 | 0 | 0 | 0 | 0 | 0 | 0 | 0
2018-10-08 04:00 | 10 | 4 | 2 | 1 | 0 | 0 | 95.1033 | 95.1033 | 0 | 16.2515 | 9.7834 | 12.9006 | 12.9006 | 1545.5673 | 0 | 0 | 1545.5673 | 0 | 0 | 0 | 0 | 0 | 95.1033 | 0 | 0 | 1545.5673 | 0 | 0 | 0 | 0 | 0 | 0 | 0
2018-10-08 05:00 | 10 | 5 | 2 | 1 | 0 | 0 | 126.8267 | 126.8267 | 0 | 16.2515 | 9.7834 | 12.9006 | 12.9006 | 2061.1183 | 0 | 0 | 2061.1183 | 0 | 0 | 0 | 0 | 0 | 126.8267 | 0 | 0 | 2061.1183 | 0 | 0 | 0 | 0 | 0 | 0 | 0
2018-10-08 06:00 | 10 | 6 | 2 | 1 | 0 | 0 | 144.5044 | 144.5044 | 0 | 16.2515 | 9.7834 | 12.9006 | 12.9006 | 2348.407 | 0 | 0 | 2348.407 | 0 | 0 | 0 | 0 | 0 | 144.5044 | 0 | 0 | 2348.407 | 0 | 0 | 0 | 0 | 0 | 0 | 0
2018-10-08 07:00 | 10 | 7 | 2 | 1 | 0 | 0.10731 | 145.5507 | 145.5507 | 5.3654 | 16.2515 | 9.7834 | 12.9006 | 12.9006 | 2365.411 | 5.3654 | 0 | 2278.2163 | 87.1948 | 0 | 69.2162 | 0 | 0 | 140.1854 | 0 | 0 | 2278.2163 | 87.1948 | 0 | 69.2162 | 0 | 0 | 0.10731 | 0.11452
2018-10-08 08:00 | 10 | 8 | 2 | 1 | 0 | 0.31958 | 162.5736 | 162.5736 | 15.979 | 16.2515 | 9.7834 | 12.9006 | 12.9006 | 2642.0573 | 15.979 | 0 | 2382.3753 | 259.682 | 0 | 206.1385 | 0 | 0 | 146.5946 | 0 | 0 | 2382.3753 | 259.682 | 0 | 206.1385 | 0 | 0 | 0.31958 | 0.20079
2018-10-08 09:00 | 10 | 9 | 2 | 1 | 0 | 0.4822 | 175.4408 | 175.4408 | 24.1098 | 16.2515 | 9.7834 | 12.9006 | 12.9006 | 2851.1685 | 24.1098 | 0 | 2459.3483 | 391.8202 | 0 | 311.0312 | 0 | 0 | 151.3309 | 0 | 0 | 2459.3483 | 391.8202 | 0 | 311.0312 | 0 | 0 | 0.4822 | 0.5313
2018-10-08 10:00 | 10 | 10 | 2 | 1 | 0 | 0.59173 | 186.3776 | 186.3776 | 29.5865 | 16.2515 | 9.7834 | 12.9006 | 12.9006 | 3028.9067 | 29.5865 | 0 | 2548.0822 | 480.8245 | 0 | 381.6839 | 0 | 0 | 156.791 | 0 | 0 | 2548.0822 | 480.8245 | 0 | 381.6839 | 0 | 0 | 0.59173 | 0.65138
2018-10-08 11:00 | 10 | 11 | 2 | 1 | 1 | 0.65369 | 191.7883 | 191.7883 | 32.6844 | 16.2515 | 9.7834 | 12.9006 | 12.9006 | 3116.8395 | 32.6844 | 0 | 2585.6704 | 531.1691 | 0 | 421.648 | 0 | 0 | 159.1039 | 0 | 0 | 2585.6704 | 531.1691 | 0 | 421.648 | 0 | 0 | 0.65369 | 0.71986
2018-10-08 12:00 | 10 | 12 | 2 | 1 | 1 | 0.66756 | 186.6331 | 186.6331 | 33.3778 | 16.2515 | 9.7834 | 12.9006 | 12.9006 | 3033.0595 | 33.3778 | 0 | 2490.6217 | 542.4379 | 0 | 430.5932 | 0 | 0 | 153.2553 | 0 | 0 | 2490.6217 | 542.4379 | 0 | 430.5932 | 0 | 0 | 0.66756 | 0.73269
2018-10-08 13:00 | 10 | 13 | 2 | 1 | 1 | 0.63058 | 176.628 | 176.628 | 31.5289 | 16.2515 | 9.7834 | 12.9006 | 12.9006 | 2870.4623 | 31.5289 | 0 | 2358.0717 | 512.3905 | 0 | 406.7413 | 0 | 0 | 145.0991 | 0 | 0 | 2358.0717 | 512.3905 | 0 | 406.7413 | 0 | 0 | 0.63058 | 0.69328
2018-10-08 14:00 | 10 | 14 | 2 | 1 | 1 | 0.55076 | 159.0041 | 159.0041 | 27.5382 | 16.2515 | 9.7834 | 12.9006 | 12.9006 | 2584.0481 | 27.5382 | 0 | 2136.5114 | 447.5367 | 0 | 355.2596 | 0 | 0 | 131.4658 | 0 | 0 | 2136.5114 | 447.5367 | 0 | 355.2596 | 0 | 0 | 0.55076 | 0.59856
2018-10-08 15:00 | 10 | 15 | 2 | 1 | 1 | 0.42332 | 140.2186 | 140.2186 | 21.1659 | 16.2515 | 9.7834 | 12.9006 | 12.9006 | 2278.7571 | 21.1659 | 0 | 1934.7804 | 343.9767 | 0 | 273.0526 | 0 | 0 | 119.0527 | 0 | 0 | 1934.7804 | 343.9767 | 0 | 273.0526 | 0 | 0 | 0.42332 | 0.45769
2018-10-08 16:00 | 10 | 16 | 2 | 1 | 1 | 0.24569 | 120.1824 | 120.1824 | 12.2844 | 16.2515 | 9.7834 | 12.9006 | 12.9006 | 1953.1394 | 12.2844 | 0 | 1753.4992 | 199.6402 | 0 | 158.4766 | 0 | 0 | 107.898 | 0 | 0 | 1753.4992 | 199.6402 | 0 | 158.4766 | 0 | 0 | 0.24569 | 0.26292
2018-10-08 17:00 | 10 | 17 | 2 | 1 | 1 | 0.052489 | 102.6067 | 102.6067 | 2.6245 | 16.2515 | 9.7834 | 12.9006 | 12.9006 | 1667.5078 | 2.6245 | 0 | 1624.8565 | 42.6513 | 0 | 33.8571 | 0 | 0 | 99.9822 | 0 | 0 | 1624.8565 | 42.6513 | 0 | 33.8571 | 0 | 0 | 0.052489 | 0.05245
2018-10-08 18:00 | 10 | 18 | 2 | 1 | 1 | 0 | 101.45 | 101.45 | 0 | 16.2515 | 9.7834 | 12.9006 | 12.9006 | 1648.7101 | 0 | 0 | 1648.7101 | 0 | 0 | 0 | 0 | 0 | 101.45 | 0 | 0 | 1648.7101 | 0 | 0 | 0 | 0 | 0 | 0 | 0
2018-10-08 19:00 | 10 | 19 | 2 | 1 | 0 | 0 | 97.6159 | 97.6159 | 0 | 16.2515 | 9.7834 | 12.9006 | 12.9006 | 1586.4005 | 0 | 0 | 1586.4005 | 0 | 0 | 0 | 0 | 0 | 97.6159 | 0 | 0 | 1586.4005 | 0 | 0 | 0 | 0 | 0 | 0 | 0
2018-10-08 20:00 | 10 | 20 | 2 | 1 | 0 | 0 | 83.8943 | 83.8943 | 0 | 16.2515 | 9.7834 | 12.9006 | 12.9006 | 1363.4039 | 0 | 0 | 1363.4039 | 0 | 0 | 0 | 0 | 0 | 83.8943 | 0 | 0 | 1363.4039 | 0 | 0 | 0 | 0 | 0 | 0 | 0
2018-10-08 21:00 | 10 | 21 | 2 | 1 | 0 | 0 | 75.2348 | 75.2348 | 0 | 16.2515 | 9.7834 | 12.9006 | 12.9006 | 1222.675 | 0 | 0 | 1222.675 | 0 | 0 | 0 | 0 | 0 | 75.2348 | 0 | 0 | 1222.675 | 0 | 0 | 0 | 0 | 0 | 0 | 0
2018-10-08 22:00 | 10 | 22 | 2 | 1 | 0 | 0 | 72.292 | 72.292 | 0 | 16.2515 | 9.7834 | 12.9006 | 12.9006 | 1174.8506 | 0 | 0 | 1174.8506 | 0 | 0 | 0 | 0 | 0 | 72.292 | 0 | 0 | 1174.8506 | 0 | 0 | 0 | 0 | 0 | 0 | 0
2018-10-08 23:00 | 10 | 23 | 2 | 1 | 0 | 0 | 72.1312 | 72.1312 | 0 | 16.2515 | 9.7834 | 12.9006 | 12.9006 | 1172.2376 | 0 | 0 | 1172.2376 | 0 | 0 | 0 | 0 | 0 | 72.1312 | 0 | 0 | 1172.2376 | 0 | 0 | 0 | 0 | 0 | 0 | 0
2018-10-09 | 10 | 0 | 3 | 1 | 0 | 0 | 72.154 | 72.154 | 0 | 16.2515 | 9.7834 | 12.9006 | 12.9006 | 1172.6072 | 0 | 0 | 1172.6072 | 0 | 0 | 0 | 0 | 0 | 72.154 | 0 | 0 | 1172.6072 | 0 | 0 | 0 | 0 | 0 | 0 | 0
2018-10-09 01:00 | 10 | 1 | 3 | 1 | 0 | 0 | 71.6954 | 71.6954 | 0 | 16.2515 | 9.7834 | 12.9006 | 12.9006 | 1165.154 | 0 | 0 | 1165.154 | 0 | 0 | 0 | 0 | 0 | 71.6954 | 0 | 0 | 1165.154 | 0 | 0 | 0 | 0 | 0 | 0 | 0
2018-10-09 02:00 | 10 | 2 | 3 | 1 | 0 | 0 | 73.8357 | 73.8357 | 0 | 16.2515 | 9.7834 | 12.9006 | 12.9006 | 1199.9378 | 0 | 0 | 1199.9378 | 0 | 0 | 0 | 0 | 0 | 73.8357 | 0 | 0 | 1199.9378 | 0 | 0 | 0 | 0 | 0 | 0 | 0
2018-10-09 03:00 | 10 | 3 | 3 | 1 | 0 | 0 | 81.5572 | 81.5572 | 0 | 16.2515 | 9.7834 | 12.9006 | 12.9006 | 1325.4236 | 0 | 0 | 1325.4236 | 0 | 0 | 0 | 0 | 0 | 81.5572 | 0 | 0 | 1325.4236 | 0 | 0 | 0 | 0 | 0 | 0 | 0
2018-10-09 04:00 | 10 | 4 | 3 | 1 | 0 | 0 | 94.1956 | 94.1956 | 0 | 16.2515 | 9.7834 | 12.9006 | 12.9006 | 1530.8161 | 0 | 0 | 1530.8161 | 0 | 0 | 0 | 0 | 0 | 94.1956 | 0 | 0 | 1530.8161 | 0 | 0 | 0 | 0 | 0 | 0 | 0
2018-10-09 05:00 | 10 | 5 | 3 | 1 | 0 | 0 | 126.6763 | 126.6763 | 0 | 16.2515 | 9.7834 | 12.9006 | 12.9006 | 2058.6747 | 0 | 0 | 2058.6747 | 0 | 0 | 0 | 0 | 0 | 126.6763 | 0 | 0 | 2058.6747 | 0 | 0 | 0 | 0 | 0 | 0 | 0
2018-10-09 06:00 | 10 | 6 | 3 | 1 | 0 | 0 | 145.9728 | 145.9728 | 0 | 16.2515 | 9.7834 | 12.9006 | 12.9006 | 2372.2705 | 0 | 0 | 2372.2705 | 0 | 0 | 0 | 0 | 0 | 145.9728 | 0 | 0 | 2372.2705 | 0 | 0 | 0 | 0 | 0 | 0 | 0
2018-10-09 07:00 | 10 | 7 | 3 | 1 | 0 | 0.040395 | 146.5073 | 146.5073 | 2.0198 | 16.2515 | 9.7834 | 12.9006 | 12.9006 | 2380.9574 | 2.0198 | 0 | 2348.1332 | 32.8242 | 0 | 26.0562 | 0 | 0 | 144.4876 | 0 | 0 | 2348.1332 | 32.8242 | 0 | 26.0562 | 0 | 0 | 0.040395 | 0.021645
2018-10-09 08:00 | 10 | 8 | 3 | 1 | 0 | 0.11074 | 162.5377 | 162.5377 | 5.5369 | 16.2515 | 9.7834 | 12.9006 | 12.9006 | 2641.4741 | 5.5369 | 0 | 2551.4914 | 89.9827 | 0 | 71.4293 | 0 | 0 | 157.0008 | 0 | 0 | 2551.4914 | 89.9827 | 0 | 71.4293 | 0 | 0 | 0.11074 | 0.29967
2018-10-09 09:00 | 10 | 9 | 3 | 1 | 0 | 0.4403 | 175.9174 | 175.9174 | 22.015 | 16.2515 | 9.7834 | 12.9006 | 12.9006 | 2858.9145 | 22.015 | 0 | 2501.1387 | 357.7758 | 0 | 284.0064 | 0 | 0 | 153.9024 | 0 | 0 | 2501.1387 | 357.7758 | 0 | 284.0064 | 0 | 0 | 0.4403 | 0.23176
2018-10-09 10:00 | 10 | 10 | 3 | 1 | 0 | 0.31639 | 187.5344 | 187.5344 | 15.8194 | 16.2515 | 9.7834 | 12.9006 | 12.9006 | 3047.7078 | 15.8194 | 0 | 2790.6196 | 257.0883 | 0 | 204.0796 | 0 | 0 | 171.715 | 0 | 0 | 2790.6196 | 257.0883 | 0 | 204.0796 | 0 | 0 | 0.31639 | 0.43127
2018-10-09 11:00 | 10 | 11 | 3 | 1 | 1 | 0.37433 | 191.5554 | 191.5554 | 18.7166 | 16.2515 | 9.7834 | 12.9006 | 12.9006 | 3113.0547 | 18.7166 | 0 | 2808.8827 | 304.172 | 0 | 241.4551 | 0 | 0 | 172.8388 | 0 | 0 | 2808.8827 | 304.172 | 0 | 241.4551 | 0 | 0 | 0.37433 | 0.68436
2018-10-09 12:00 | 10 | 12 | 3 | 1 | 1 | 0.35861 | 183.8494 | 183.8494 | 17.9305 | 16.2515 | 9.7834 | 12.9006 | 12.9006 | 2987.82 | 17.9305 | 0 | 2696.4232 | 291.3967 | 0 | 231.314 | 0 | 0 | 165.9189 | 0 | 0 | 2696.4232 | 291.3967 | 0 | 231.314 | 0 | 0 | 0.35861 | 0.67219
2018-10-09 13:00 | 10 | 13 | 3 | 1 | 1 | 0.60763 | 171.2249 | 171.2249 | 30.3817 | 16.2515 | 9.7834 | 12.9006 | 12.9006 | 2782.6546 | 30.3817 | 0 | 2288.9085 | 493.7461 | 0 | 391.9411 | 0 | 0 | 140.8433 | 0 | 0 | 2288.9085 | 493.7461 | 0 | 391.9411 | 0 | 0 | 0.60763 | 0.66685
2018-10-09 14:00 | 10 | 14 | 3 | 1 | 1 | 0.52784 | 152.2294 | 152.2294 | 26.3921 | 16.2515 | 9.7834 | 12.9006 | 12.9006 | 2473.9496 | 26.3921 | 0 | 2045.0396 | 428.9101 | 0 | 340.4736 | 0 | 0 | 125.8373 | 0 | 0 | 2045.0396 | 428.9101 | 0 | 340.4736 | 0 | 0 | 0.52784 | 0.5735
2018-10-09 15:00 | 10 | 15 | 3 | 1 | 1 | 0.4018 | 132.6024 | 132.6024 | 20.09 | 16.2515 | 9.7834 | 12.9006 | 12.9006 | 2154.9829 | 20.09 | 0 | 1828.4911 | 326.4918 | 0 | 259.1728 | 0 | 0 | 112.5124 | 0 | 0 | 1828.4911 | 326.4918 | 0 | 259.1728 | 0 | 0 | 0.4018 | 0.43503
2018-10-09 16:00 | 10 | 16 | 3 | 1 | 1 | 0.23037 | 111.7766 | 111.7766 | 11.5187 | 16.2515 | 9.7834 | 12.9006 | 12.9006 | 1816.5319 | 11.5187 | 0 | 1629.3363 | 187.1957 | 0 | 148.598 | 0 | 0 | 100.2579 | 0 | 0 | 1629.3363 | 187.1957 | 0 | 148.598 | 0 | 0 | 0.23037 | 0.18385
2018-10-09 17:00 | 10 | 17 | 3 | 1 | 1 | 0.021775 | 95.5016 | 95.5016 | 1.0888 | 16.2515 | 9.7834 | 12.9006 | 12.9006 | 1552.0405 | 1.0888 | 0 | 1534.3465 | 17.694 | 0 | 14.0457 | 0 | 0 | 94.4129 | 0 | 0 | 1534.3465 | 17.694 | 0 | 14.0457 | 0 | 0 | 0.021775 | 0.027551
2018-10-09 18:00 | 10 | 18 | 3 | 1 | 1 | 0 | 99.5821 | 99.5821 | 0 | 16.2515 | 9.7834 | 12.9006 | 12.9006 | 1618.3541 | 0 | 0 | 1618.3541 | 0 | 0 | 0 | 0 | 0 | 99.5821 | 0 | 0 | 1618.3541 | 0 | 0 | 0 | 0 | 0 | 0 | 0
2018-10-09 19:00 | 10 | 19 | 3 | 1 | 0 | 0 | 94.1294 | 94.1294 | 0 | 16.2515 | 9.7834 | 12.9006 | 12.9006 | 1529.7395 | 0 | 0 | 1529.7395 | 0 | 0 | 0 | 0 | 0 | 94.1294 | 0 | 0 | 1529.7395 | 0 | 0 | 0 | 0 | 0 | 0 | 0
2018-10-09 20:00 | 10 | 20 | 3 | 1 | 0 | 0 | 82.2011 | 82.2011 | 0 | 16.2515 | 9.7834 | 12.9006 | 12.9006 | 1335.8875 | 0 | 0 | 1335.8875 | 0 | 0 | 0 | 0 | 0 | 82.2011 | 0 | 0 | 1335.8875 | 0 | 0 | 0 | 0 | 0 | 0 | 0
2018-10-09 21:00 | 10 | 21 | 3 | 1 | 0 | 0 | 74.7059 | 74.7059 | 0 | 16.2515 | 9.7834 | 12.9006 | 12.9006 | 1214.0791 | 0 | 0 | 1214.0791 | 0 | 0 | 0 | 0 | 0 | 74.7059 | 0 | 0 | 1214.0791 | 0 | 0 | 0 | 0 | 0 | 0 | 0
2018-10-09 22:00 | 10 | 22 | 3 | 1 | 0 | 0 | 71.6554 | 71.6554 | 0 | 16.2515 | 9.7834 | 12.9006 | 12.9006 | 1164.5043 | 0 | 0 | 1164.5043 | 0 | 0 | 0 | 0 | 0 | 71.6554 | 0 | 0 | 1164.5043 | 0 | 0 | 0 | 0 | 0 | 0 | 0
2018-10-09 23:00 | 10 | 23 | 3 | 1 | 0 | 0 | 71.1528 | 71.1528 | 0 | 16.2515 | 9.7834 | 12.9006 | 12.9006 | 1156.3374 | 0 | 0 | 1156.3374 | 0 | 0 | 0 | 0 | 0 | 71.1528 | 0 | 0 | 1156.3374 | 0 | 0 | 0 | 0 | 0 | 0 | 0
2018-10-10 | 10 | 0 | 4 | 1 | 0 | 0 | 71.7327 | 71.7327 | 0 | 16.2515 | 9.7834 | 12.9006 | 12.9006 | 1165.7615 | 0 | 0 | 1165.7615 | 0 | 0 | 0 | 0 | 0 | 71.7327 | 0 | 0 | 1165.7615 | 0 | 0 | 0 | 0 | 0 | 0 | 0
2018-10-10 01:00 | 10 | 1 | 4 | 1 | 0 | 0 | 71.962 | 71.962 | 0 | 16.2515 | 9.7834 | 12.9006 | 12.9006 | 1169.4871 | 0 | 0 | 1169.4871 | 0 | 0 | 0 | 0 | 0 | 71.962 | 0 | 0 | 1169.4871 | 0 | 0 | 0 | 0 | 0 | 0 | 0
2018-10-10 02:00 | 10 | 2 | 4 | 1 | 0 | 0 | 74.7158 | 74.7158 | 0 | 16.2515 | 9.7834 | 12.9006 | 12.9006 | 1214.2407 | 0 | 0 | 1214.2407 | 0 | 0 | 0 | 0 | 0 | 74.7158 | 0 | 0 | 1214.2407 | 0 | 0 | 0 | 0 | 0 | 0 | 0
2018-10-10 03:00 | 10 | 3 | 4 | 1 | 0 | 0 | 83.0713 | 83.0713 | 0 | 16.2515 | 9.7834 | 12.9006 | 12.9006 | 1350.0301 | 0 | 0 | 1350.0301 | 0 | 0 | 0 | 0 | 0 | 83.0713 | 0 | 0 | 1350.0301 | 0 | 0 | 0 | 0 | 0 | 0 | 0
2018-10-10 04:00 | 10 | 4 | 4 | 1 | 0 | 0 | 96.3136 | 96.3136 | 0 | 16.2515 | 9.7834 | 12.9006 | 12.9006 | 1565.2367 | 0 | 0 | 1565.2367 | 0 | 0 | 0 | 0 | 0 | 96.3136 | 0 | 0 | 1565.2367 | 0 | 0 | 0 | 0 | 0 | 0 | 0
2018-10-10 05:00 | 10 | 5 | 4 | 1 | 0 | 0 | 128.6234 | 128.6234 | 0 | 16.2515 | 9.7834 | 12.9006 | 12.9006 | 2090.3168 | 0 | 0 | 2090.3168 | 0 | 0 | 0 | 0 | 0 | 128.6234 | 0 | 0 | 2090.3168 | 0 | 0 | 0 | 0 | 0 | 0 | 0
2018-10-10 06:00 | 10 | 6 | 4 | 1 | 0 | 0 | 148.7607 | 148.7607 | 0 | 16.2515 | 9.7834 | 12.9006 | 12.9006 | 2417.578 | 0 | 0 | 2417.578 | 0 | 0 | 0 | 0 | 0 | 148.7607 | 0 | 0 | 2417.578 | 0 | 0 | 0 | 0 | 0 | 0 | 0
2018-10-10 07:00 | 10 | 7 | 4 | 1 | 0 | 0.045609 | 148.8811 | 148.8811 | 2.2804 | 16.2515 | 9.7834 | 12.9006 | 12.9006 | 2419.5353 | 2.2804 | 0 | 2382.4747 | 37.0606 | 0 | 29.4191 | 0 | 0 | 146.6007 | 0 | 0 | 2382.4747 | 37.0606 | 0 | 29.4191 | 0 | 0 | 0.045609 | 0.016591
2018-10-10 08:00 | 10 | 8 | 4 | 1 | 0 | 0.13767 | 164.6173 | 164.6173 | 6.8836 | 16.2515 | 9.7834 | 12.9006 | 12.9006 | 2675.2708 | 6.8836 | 0 | 2563.4022 | 111.8685 | 0 | 88.8025 | 0 | 0 | 157.7337 | 0 | 0 | 2563.4022 | 111.8685 | 0 | 88.8025 | 0 | 0 | 0.13767 | 0.31139
2018-10-10 09:00 | 10 | 9 | 4 | 1 | 0 | 0.2566 | 176.7763 | 176.7763 | 12.8298 | 16.2515 | 9.7834 | 12.9006 | 12.9006 | 2872.8725 | 12.8298 | 0 | 2664.3704 | 208.5021 | 0 | 165.5113 | 0 | 0 | 163.9466 | 0 | 0 | 2664.3704 | 208.5021 | 0 | 165.5113 | 0 | 0 | 0.2566 | 0.25029
2018-10-10 10:00 | 10 | 10 | 4 | 1 | 0 | 0.46777 | 188.0124 | 188.0124 | 23.3884 | 16.2515 | 9.7834 | 12.9006 | 12.9006 | 3055.4748 | 23.3884 | 0 | 2675.3793 | 380.0956 | 0 | 301.7241 | 0 | 0 | 164.624 | 0 | 0 | 2675.3793 | 380.0956 | 0 | 301.7241 | 0 | 0 | 0.46777 | 0.46245
2018-10-10 11:00 | 10 | 11 | 4 | 1 | 1 | 0.4279 | 191.9137 | 191.9137 | 21.3949 | 16.2515 | 9.7834 | 12.9006 | 12.9006 | 3118.8777 | 21.3949 | 0 | 2771.1794 | 347.6983 | 0 | 276.0068 | 0 | 0 | 170.5188 | 0 | 0 | 2771.1794 | 347.6983 | 0 | 276.0068 | 0 | 0 | 0.4279 | 0.38099
2018-10-10 12:00 | 10 | 12 | 4 | 1 | 1 | 0.52818 | 187.6633 | 187.6633 | 26.4089 | 16.2515 | 9.7834 | 12.9006 | 12.9006 | 3049.8024 | 26.4089 | 0 | 2620.6185 | 429.1839 | 0 | 340.691 | 0 | 0 | 161.2544 | 0 | 0 | 2620.6185 | 429.1839 | 0 | 340.691 | 0 | 0 | 0.52818 | 0.29969
2018-10-10 13:00 | 10 | 13 | 4 | 1 | 1 | 0.2598 | 179.4193 | 179.4193 | 12.9901 | 16.2515 | 9.7834 | 12.9006 | 12.9006 | 2915.8251 | 12.9901 | 0 | 2704.7179 | 211.1072 | 0 | 167.5793 | 0 | 0 | 166.4293 | 0 | 0 | 2704.7179 | 211.1072 | 0 | 167.5793 | 0 | 0 | 0.2598 | 0.16207
2018-10-10 14:00 | 10 | 14 | 4 | 1 | 1 | 0.042617 | 161.9953 | 161.9953 | 2.1308 | 16.2515 | 9.7834 | 12.9006 | 12.9006 | 2632.6597 | 2.1308 | 0 | 2598.0304 | 34.6293 | 0 | 27.4891 | 0 | 0 | 159.8645 | 0 | 0 | 2598.0304 | 34.6293 | 0 | 27.4891 | 0 | 0 | 0.042617 | 0.13192
2018-10-10 15:00 | 10 | 15 | 4 | 1 | 1 | 0.045387 | 142.0808 | 142.0808 | 2.2694 | 16.2515 | 9.7834 | 12.9006 | 12.9006 | 2309.0197 | 2.2694 | 0 | 2272.1394 | 36.8803 | 0 | 29.276 | 0 | 0 | 139.8114 | 0 | 0 | 2272.1394 | 36.8803 | 0 | 29.276 | 0 | 0 | 0.045387 | 0.10097
2018-10-10 16:00 | 10 | 16 | 4 | 1 | 1 | 0.029027 | 121.597 | 121.597 | 1.4514 | 16.2515 | 9.7834 | 12.9006 | 12.9006 | 1976.128 | 1.4514 | 0 | 1952.5414 | 23.5866 | 0 | 18.7233 | 0 | 0 | 120.1456 | 0 | 0 | 1952.5414 | 23.5866 | 0 | 18.7233 | 0 | 0 | 0.029027 | 0.038588
2018-10-10 17:00 | 10 | 17 | 4 | 1 | 1 | 0 | 103.5928 | 103.5928 | 0 | 16.2515 | 9.7834 | 12.9006 | 12.9006 | 1683.5342 | 0 | 0 | 1683.5342 | 0 | 0 | 0 | 0 | 0 | 103.5928 | 0 | 0 | 1683.5342 | 0 | 0 | 0 | 0 | 0 | 0 | 0.0033843
2018-10-10 18:00 | 10 | 18 | 4 | 1 | 1 | 0 | 105.4099 | 105.4099 | 0 | 16.2515 | 9.7834 | 12.9006 | 12.9006 | 1713.0639 | 0 | 0 | 1713.0639 | 0 | 0 | 0 | 0 | 0 | 105.4099 | 0 | 0 | 1713.0639 | 0 | 0 | 0 | 0 | 0 | 0 | 0
2018-10-10 19:00 | 10 | 19 | 4 | 1 | 0 | 0 | 98.1746 | 98.1746 | 0 | 16.2515 | 9.7834 | 12.9006 | 12.9006 | 1595.48 | 0 | 0 | 1595.48 | 0 | 0 | 0 | 0 | 0 | 98.1746 | 0 | 0 | 1595.48 | 0 | 0 | 0 | 0 | 0 | 0 | 0
2018-10-10 20:00 | 10 | 20 | 4 | 1 | 0 | 0 | 84.8637 | 84.8637 | 0 | 16.2515 | 9.7834 | 12.9006 | 12.9006 | 1379.1591 | 0 | 0 | 1379.1591 | 0 | 0 | 0 | 0 | 0 | 84.8637 | 0 | 0 | 1379.1591 | 0 | 0 | 0 | 0 | 0 | 0 | 0
2018-10-10 21:00 | 10 | 21 | 4 | 1 | 0 | 0 | 75.6393 | 75.6393 | 0 | 16.2515 | 9.7834 | 12.9006 | 12.9006 | 1229.249 | 0 | 0 | 1229.249 | 0 | 0 | 0 | 0 | 0 | 75.6393 | 0 | 0 | 1229.249 | 0 | 0 | 0 | 0 | 0 | 0 | 0
2018-10-10 22:00 | 10 | 22 | 4 | 1 | 0 | 0 | 71.7846 | 71.7846 | 0 | 16.2515 | 9.7834 | 12.9006 | 12.9006 | 1166.6046 | 0 | 0 | 1166.6046 | 0 | 0 | 0 | 0 | 0 | 71.7846 | 0 | 0 | 1166.6046 | 0 | 0 | 0 | 0 | 0 | 0 | 0
2018-10-10 23:00 | 10 | 23 | 4 | 1 | 0 | 0 | 71.5718 | 71.5718 | 0 | 16.2515 | 9.7834 | 12.9006 | 12.9006 | 1163.1464 | 0 | 0 | 1163.1464 | 0 | 0 | 0 | 0 | 0 | 71.5718 | 0 | 0 | 1163.1464 | 0 | 0 | 0 | 0 | 0 | 0 | 0
2018-10-11 | 10 | 0 | 5 | 1 | 0 | 0 | 72.5168 | 72.5168 | 0 | 16.2515 | 9.7834 | 12.9006 | 12.9006 | 1178.504 | 0 | 0 | 1178.504 | 0 | 0 | 0 | 0 | 0 | 72.5168 | 0 | 0 | 1178.504 | 0 | 0 | 0 | 0 | 0 | 0 | 0
2018-10-11 01:00 | 10 | 1 | 5 | 1 | 0 | 0 | 72.9032 | 72.9032 | 0 | 16.2515 | 9.7834 | 12.9006 | 12.9006 | 1184.7835 | 0 | 0 | 1184.7835 | 0 | 0 | 0 | 0 | 0 | 72.9032 | 0 | 0 | 1184.7835 | 0 | 0 | 0 | 0 | 0 | 0 | 0
2018-10-11 02:00 | 10 | 2 | 5 | 1 | 0 | 0 | 75.1218 | 75.1218 | 0 | 16.2515 | 9.7834 | 12.9006 | 12.9006 | 1220.8382 | 0 | 0 | 1220.8382 | 0 | 0 | 0 | 0 | 0 | 75.1218 | 0 | 0 | 1220.8382 | 0 | 0 | 0 | 0 | 0 | 0 | 0
2018-10-11 03:00 | 10 | 3 | 5 | 1 | 0 | 0 | 83.4836 | 83.4836 | 0 | 16.2515 | 9.7834 | 12.9006 | 12.9006 | 1356.73 | 0 | 0 | 1356.73 | 0 | 0 | 0 | 0 | 0 | 83.4836 | 0 | 0 | 1356.73 | 0 | 0 | 0 | 0 | 0 | 0 | 0
2018-10-11 04:00 | 10 | 4 | 5 | 1 | 0 | 0 | 96.6031 | 96.6031 | 0 | 16.2515 | 9.7834 | 12.9006 | 12.9006 | 1569.9404 | 0 | 0 | 1569.9404 | 0 | 0 | 0 | 0 | 0 | 96.6031 | 0 | 0 | 1569.9404 | 0 | 0 | 0 | 0 | 0 | 0 | 0
2018-10-11 05:00 | 10 | 5 | 5 | 1 | 0 | 0 | 131.37 | 131.37 | 0 | 16.2515 | 9.7834 | 12.9006 | 12.9006 | 2134.954 | 0 | 0 | 2134.954 | 0 | 0 | 0 | 0 | 0 | 131.37 | 0 | 0 | 2134.954 | 0 | 0 | 0 | 0 | 0 | 0 | 0
2018-10-11 06:00 | 10 | 6 | 5 | 1 | 0 | 0 | 154.5886 | 154.5886 | 0 | 16.2515 | 9.7834 | 12.9006 | 12.9006 | 2512.2905 | 0 | 0 | 2512.2905 | 0 | 0 | 0 | 0 | 0 | 154.5886 | 0 | 0 | 2512.2905 | 0 | 0 | 0 | 0 | 0 | 0 | 0
2018-10-11 07:00 | 10 | 7 | 5 | 1 | 0 | 0.0061696 | 152.184 | 152.184 | 0.30848 | 16.2515 | 9.7834 | 12.9006 | 12.9006 | 2473.2111 | 0.30848 | 0 | 2468.1978 | 5.0132 | 0 | 3.9796 | 0 | 0 | 151.8755 | 0 | 0 | 2468.1978 | 5.0132 | 0 | 3.9796 | 0 | 0 | 0.0061696 | 0.006055
2018-10-11 08:00 | 10 | 8 | 5 | 1 | 0 | 0.029512 | 166.7734 | 166.7734 | 1.4756 | 16.2515 | 9.7834 | 12.9006 | 12.9006 | 2710.31 | 1.4756 | 0 | 2686.3292 | 23.9809 | 0 | 19.0363 | 0 | 0 | 165.2977 | 0 | 0 | 2686.3292 | 23.9809 | 0 | 19.0363 | 0 | 0 | 0.029512 | 0.047078
2018-10-11 09:00 | 10 | 9 | 5 | 1 | 0 | 0.088106 | 180.6099 | 180.6099 | 4.4053 | 16.2515 | 9.7834 | 12.9006 | 12.9006 | 2935.1747 | 4.4053 | 0 | 2863.5821 | 71.5925 | 0 | 56.831 | 0 | 0 | 176.2046 | 0 | 0 | 2863.5821 | 71.5925 | 0 | 56.831 | 0 | 0 | 0.088106 | 0.038877
2018-10-11 10:00 | 10 | 10 | 5 | 1 | 0 | 0.10166 | 193.0305 | 193.0305 | 5.083 | 16.2515 | 9.7834 | 12.9006 | 12.9006 | 3137.0265 | 5.083 | 0 | 3054.4211 | 82.6053 | 0 | 65.573 | 0 | 0 | 187.9475 | 0 | 0 | 3054.4211 | 82.6053 | 0 | 65.573 | 0 | 0 | 0.10166 | 0.11882
2018-10-11 11:00 | 10 | 11 | 5 | 1 | 1 | 0.18453 | 196.1777 | 196.1777 | 9.2264 | 16.2515 | 9.7834 | 12.9006 | 12.9006 | 3188.1726 | 9.2264 | 0 | 3038.2302 | 149.9424 | 0 | 119.026 | 0 | 0 | 186.9513 | 0 | 0 | 3038.2302 | 149.9424 | 0 | 119.026 | 0 | 0 | 0.18453 | 0.083876
2018-10-11 12:00 | 10 | 12 | 5 | 1 | 1 | 0.13191 | 190.8623 | 190.8623 | 6.5957 | 16.2515 | 9.7834 | 12.9006 | 12.9006 | 3101.7899 | 6.5957 | 0 | 2994.6002 | 107.1897 | 0 | 85.0884 | 0 | 0 | 184.2666 | 0 | 0 | 2994.6002 | 107.1897 | 0 | 85.0884 | 0 | 0 | 0.13191 | 0.16263
2018-10-11 13:00 | 10 | 13 | 5 | 1 | 1 | 0.21236 | 179.781 | 179.781 | 10.6178 | 16.2515 | 9.7834 | 12.9006 | 12.9006 | 2921.703 | 10.6178 | 0 | 2749.1475 | 172.5555 | 0 | 136.9765 | 0 | 0 | 169.1631 | 0 | 0 | 2749.1475 | 172.5555 | 0 | 136.9765 | 0 | 0 | 0.21236 | 0.2574
2018-10-11 14:00 | 10 | 14 | 5 | 1 | 1 | 0.22637 | 162.9939 | 162.9939 | 11.3186 | 16.2515 | 9.7834 | 12.9006 | 12.9006 | 2648.8884 | 11.3186 | 0 | 2464.9455 | 183.9429 | 0 | 146.016 | 0 | 0 | 151.6754 | 0 | 0 | 2464.9455 | 183.9429 | 0 | 146.016 | 0 | 0 | 0.22637 | 0.16209
2018-10-11 15:00 | 10 | 15 | 5 | 1 | 1 | 0.13051 | 143.7258 | 143.7258 | 6.5256 | 16.2515 | 9.7834 | 12.9006 | 12.9006 | 2335.7534 | 6.5256 | 0 | 2229.702 | 106.0513 | 0 | 84.1847 | 0 | 0 | 137.2001 | 0 | 0 | 2229.702 | 106.0513 | 0 | 84.1847 | 0 | 0 | 0.13051 | 0.095419
2018-10-11 16:00 | 10 | 16 | 5 | 1 | 1 | 0.034304 | 121.2644 | 121.2644 | 1.7152 | 16.2515 | 9.7834 | 12.9006 | 12.9006 | 1970.7226 | 1.7152 | 0 | 1942.8484 | 27.8742 | 0 | 22.1268 | 0 | 0 | 119.5492 | 0 | 0 | 1942.8484 | 27.8742 | 0 | 22.1268 | 0 | 0 | 0.034304 | 0.064597
2018-10-11 17:00 | 10 | 17 | 5 | 1 | 1 | 0.0019 | 100.7067 | 100.7067 | 0.094997 | 16.2515 | 9.7834 | 12.9006 | 12.9006 | 1636.6308 | 0.094997 | 0 | 1635.0869 | 1.5438 | 0 | 1.2255 | 0 | 0 | 100.6117 | 0 | 0 | 1635.0869 | 1.5438 | 0 | 1.2255 | 0 | 0 | 0.0019 | 0.0064387
2018-10-11 18:00 | 10 | 18 | 5 | 1 | 1 | 0 | 101.8171 | 101.8171 | 0 | 16.2515 | 9.7834 | 12.9006 | 12.9006 | 1654.6768 | 0 | 0 | 1654.6768 | 0 | 0 | 0 | 0 | 0 | 101.8171 | 0 | 0 | 1654.6768 | 0 | 0 | 0 | 0 | 0 | 0 | 0
2018-10-11 19:00 | 10 | 19 | 5 | 1 | 0 | 0 | 95.1132 | 95.1132 | 0 | 16.2515 | 9.7834 | 12.9006 | 12.9006 | 1545.7278 | 0 | 0 | 1545.7278 | 0 | 0 | 0 | 0 | 0 | 95.1132 | 0 | 0 | 1545.7278 | 0 | 0 | 0 | 0 | 0 | 0 | 0
2018-10-11 20:00 | 10 | 20 | 5 | 1 | 0 | 0 | 83.0029 | 83.0029 | 0 | 16.2515 | 9.7834 | 12.9006 | 12.9006 | 1348.9177 | 0 | 0 | 1348.9177 | 0 | 0 | 0 | 0 | 0 | 83.0029 | 0 | 0 | 1348.9177 | 0 | 0 | 0 | 0 | 0 | 0 | 0
2018-10-11 21:00 | 10 | 21 | 5 | 1 | 0 | 0 | 75.2668 | 75.2668 | 0 | 16.2515 | 9.7834 | 12.9006 | 12.9006 | 1223.1946 | 0 | 0 | 1223.1946 | 0 | 0 | 0 | 0 | 0 | 75.2668 | 0 | 0 | 1223.1946 | 0 | 0 | 0 | 0 | 0 | 0 | 0
2018-10-11 22:00 | 10 | 22 | 5 | 1 | 0 | 0 | 72.1291 | 72.1291 | 0 | 16.2515 | 9.7834 | 12.9006 | 12.9006 | 1172.203 | 0 | 0 | 1172.203 | 0 | 0 | 0 | 0 | 0 | 72.1291 | 0 | 0 | 1172.203 | 0 | 0 | 0 | 0 | 0 | 0 | 0
2018-10-11 23:00 | 10 | 23 | 5 | 1 | 0 | 0 | 72.4769 | 72.4769 | 0 | 16.2515 | 9.7834 | 12.9006 | 12.9006 | 1177.8555 | 0 | 0 | 1177.8555 | 0 | 0 | 0 | 0 | 0 | 72.4769 | 0 | 0 | 1177.8555 | 0 | 0 | 0 | 0 | 0 | 0 | 0
2018-10-12 | 10 | 0 | 6 | 1 | 0 | 0 | 73.5443 | 73.5443 | 0 | 16.2515 | 9.7834 | 12.9006 | 12.9006 | 1195.2025 | 0 | 0 | 1195.2025 | 0 | 0 | 0 | 0 | 0 | 73.5443 | 0 | 0 | 1195.2025 | 0 | 0 | 0 | 0 | 0 | 0 | 0
2018-10-12 01:00 | 10 | 1 | 6 | 1 | 0 | 0 | 74.4856 | 74.4856 | 0 | 16.2515 | 9.7834 | 12.9006 | 12.9006 | 1210.5 | 0 | 0 | 1210.5 | 0 | 0 | 0 | 0 | 0 | 74.4856 | 0 | 0 | 1210.5 | 0 | 0 | 0 | 0 | 0 | 0 | 0
2018-10-12 02:00 | 10 | 2 | 6 | 1 | 0 | 0 | 76.4363 | 76.4363 | 0 | 16.2515 | 9.7834 | 12.9006 | 12.9006 | 1242.2012 | 0 | 0 | 1242.2012 | 0 | 0 | 0 | 0 | 0 | 76.4363 | 0 | 0 | 1242.2012 | 0 | 0 | 0 | 0 | 0 | 0 | 0
2018-10-12 03:00 | 10 | 3 | 6 | 1 | 0 | 0 | 84.2111 | 84.2111 | 0 | 16.2515 | 9.7834 | 12.9006 | 12.9006 | 1368.5534 | 0 | 0 | 1368.5534 | 0 | 0 | 0 | 0 | 0 | 84.2111 | 0 | 0 | 1368.5534 | 0 | 0 | 0 | 0 | 0 | 0 | 0
2018-10-12 04:00 | 10 | 4 | 6 | 1 | 0 | 0 | 97.1511 | 97.1511 | 0 | 16.2515 | 9.7834 | 12.9006 | 12.9006 | 1578.8469 | 0 | 0 | 1578.8469 | 0 | 0 | 0 | 0 | 0 | 97.1511 | 0 | 0 | 1578.8469 | 0 | 0 | 0 | 0 | 0 | 0 | 0
2018-10-12 05:00 | 10 | 5 | 6 | 1 | 0 | 0 | 131.6587 | 131.6587 | 0 | 16.2515 | 9.7834 | 12.9006 | 12.9006 | 2139.6453 | 0 | 0 | 2139.6453 | 0 | 0 | 0 | 0 | 0 | 131.6587 | 0 | 0 | 2139.6453 | 0 | 0 | 0 | 0 | 0 | 0 | 0
2018-10-12 06:00 | 10 | 6 | 6 | 1 | 0 | 0 | 151.9768 | 151.9768 | 0 | 16.2515 | 9.7834 | 12.9006 | 12.9006 | 2469.8447 | 0 | 0 | 2469.8447 | 0 | 0 | 0 | 0 | 0 | 151.9768 | 0 | 0 | 2469.8447 | 0 | 0 | 0 | 0 | 0 | 0 | 0
2018-10-12 07:00 | 10 | 7 | 6 | 1 | 0 | 0.0041486 | 149.0486 | 149.0486 | 0.20743 | 16.2515 | 9.7834 | 12.9006 | 12.9006 | 2422.2572 | 0.20743 | 0 | 2418.8862 | 3.371 | 0 | 2.676 | 0 | 0 | 148.8412 | 0 | 0 | 2418.8862 | 3.371 | 0 | 2.676 | 0 | 0 | 0.0041486 | 0.017966
2018-10-12 08:00 | 10 | 8 | 6 | 1 | 0 | 0.030154 | 164.1494 | 164.1494 | 1.5077 | 16.2515 | 9.7834 | 12.9006 | 12.9006 | 2667.6663 | 1.5077 | 0 | 2643.1637 | 24.5026 | 0 | 19.4504 | 0 | 0 | 162.6417 | 0 | 0 | 2643.1637 | 24.5026 | 0 | 19.4504 | 0 | 0 | 0.030154 | 0.035151
2018-10-12 09:00 | 10 | 9 | 6 | 1 | 0 | 0.052578 | 175.3988 | 175.3988 | 2.6289 | 16.2515 | 9.7834 | 12.9006 | 12.9006 | 2850.4852 | 2.6289 | 0 | 2807.7617 | 42.7235 | 0 | 33.9144 | 0 | 0 | 172.7699 | 0 | 0 | 2807.7617 | 42.7235 | 0 | 33.9144 | 0 | 0 | 0.052578 | 0.07248
2018-10-12 10:00 | 10 | 10 | 6 | 1 | 0 | 0.19371 | 182.0545 | 182.0545 | 9.6855 | 16.2515 | 9.7834 | 12.9006 | 12.9006 | 2958.65 | 9.6855 | 0 | 2801.2466 | 157.4035 | 0 | 124.9486 | 0 | 0 | 172.369 | 0 | 0 | 2801.2466 | 157.4035 | 0 | 124.9486 | 0 | 0 | 0.19371 | 0.10588
2018-10-12 11:00 | 10 | 11 | 6 | 1 | 1 | 0.082956 | 184.8486 | 184.8486 | 4.1478 | 16.2515 | 9.7834 | 12.9006 | 12.9006 | 3004.0594 | 4.1478 | 0 | 2936.652 | 67.4074 | 0 | 53.5087 | 0 | 0 | 180.7008 | 0 | 0 | 2936.652 | 67.4074 | 0 | 53.5087 | 0 | 0 | 0.082956 | 0.21676
2018-10-12 12:00 | 10 | 12 | 6 | 1 | 1 | 0.4355 | 181.2112 | 181.2112 | 21.7752 | 16.2515 | 9.7834 | 12.9006 | 12.9006 | 2944.9459 | 21.7752 | 0 | 2591.0664 | 353.8795 | 0 | 280.9135 | 0 | 0 | 159.436 | 0 | 0 | 2591.0664 | 353.8795 | 0 | 280.9135 | 0 | 0 | 0.4355 | 0.18181
2018-10-12 13:00 | 10 | 13 | 6 | 1 | 1 | 0.090813 | 172.3958 | 172.3958 | 4.5406 | 16.2515 | 9.7834 | 12.9006 | 12.9006 | 2801.6835 | 4.5406 | 0 | 2727.8915 | 73.792 | 0 | 58.5769 | 0 | 0 | 167.8552 | 0 | 0 | 2727.8915 | 73.792 | 0 | 58.5769 | 0 | 0 | 0.090813 | 0.24708
2018-10-12 14:00 | 10 | 14 | 6 | 1 | 1 | 0.11114 | 156.1439 | 156.1439 | 5.5568 | 16.2515 | 9.7834 | 12.9006 | 12.9006 | 2537.5656 | 5.5568 | 0 | 2447.2587 | 90.3069 | 0 | 71.6866 | 0 | 0 | 150.587 | 0 | 0 | 2447.2587 | 90.3069 | 0 | 71.6866 | 0 | 0 | 0.11114 | 0.57029
2018-10-12 15:00 | 10 | 15 | 6 | 1 | 1 | 0.081957 | 138.5556 | 138.5556 | 4.0979 | 16.2515 | 9.7834 | 12.9006 | 12.9006 | 2251.73 | 4.0979 | 0 | 2185.1337 | 66.5963 | 0 | 52.8649 | 0 | 0 | 134.4577 | 0 | 0 | 2185.1337 | 66.5963 | 0 | 52.8649 | 0 | 0 | 0.081957 | 0.42831
2018-10-12 16:00 | 10 | 16 | 6 | 1 | 1 | 0.21186 | 116.5214 | 116.5214 | 10.5932 | 16.2515 | 9.7834 | 12.9006 | 12.9006 | 1893.6419 | 10.5932 | 0 | 1721.4861 | 172.1557 | 0 | 136.6592 | 0 | 0 | 105.9281 | 0 | 0 | 1721.4861 | 172.1557 | 0 | 136.6592 | 0 | 0 | 0.21186 | 0.17317
2018-10-12 17:00 | 10 | 17 | 6 | 1 | 1 | 0.027754 | 97.7034 | 97.7034 | 1.3877 | 16.2515 | 9.7834 | 12.9006 | 12.9006 | 1587.8228 | 1.3877 | 0 | 1565.2709 | 22.5519 | 0 | 17.902 | 0 | 0 | 96.3157 | 0 | 0 | 1565.2709 | 22.5519 | 0 | 17.902 | 0 | 0 | 0.027754 | 0.026672
2018-10-12 18:00 | 10 | 18 | 6 | 1 | 1 | 0 | 101.6033 | 101.6033 | 0 | 16.2515 | 9.7834 | 12.9006 | 12.9006 | 1651.2012 | 0 | 0 | 1651.2012 | 0 | 0 | 0 | 0 | 0 | 101.6033 | 0 | 0 | 1651.2012 | 0 | 0 | 0 | 0 | 0 | 0 | 0
2018-10-12 19:00 | 10 | 19 | 6 | 1 | 0 | 0 | 95.6928 | 95.6928 | 0 | 16.2515 | 9.7834 | 12.9006 | 12.9006 | 1555.1471 | 0 | 0 | 1555.1471 | 0 | 0 | 0 | 0 | 0 | 95.6928 | 0 | 0 | 1555.1471 | 0 | 0 | 0 | 0 | 0 | 0 | 0
2018-10-12 20:00 | 10 | 20 | 6 | 1 | 0 | 0 | 83.9073 | 83.9073 | 0 | 16.2515 | 9.7834 | 12.9006 | 12.9006 | 1363.6166 | 0 | 0 | 1363.6166 | 0 | 0 | 0 | 0 | 0 | 83.9073 | 0 | 0 | 1363.6166 | 0 | 0 | 0 | 0 | 0 | 0 | 0
2018-10-12 21:00 | 10 | 21 | 6 | 1 | 0 | 0 | 76.2888 | 76.2888 | 0 | 16.2515 | 9.7834 | 12.9006 | 12.9006 | 1239.8046 | 0 | 0 | 1239.8046 | 0 | 0 | 0 | 0 | 0 | 76.2888 | 0 | 0 | 1239.8046 | 0 | 0 | 0 | 0 | 0 | 0 | 0
2018-10-12 22:00 | 10 | 22 | 6 | 1 | 0 | 0 | 73.0122 | 73.0122 | 0 | 16.2515 | 9.7834 | 12.9006 | 12.9006 | 1186.5543 | 0 | 0 | 1186.5543 | 0 | 0 | 0 | 0 | 0 | 73.0122 | 0 | 0 | 1186.5543 | 0 | 0 | 0 | 0 | 0 | 0 | 0
2018-10-12 23:00 | 10 | 23 | 6 | 1 | 0 | 0 | 72.1997 | 72.1997 | 0 | 16.2515 | 9.7834 | 12.9006 | 12.9006 | 1173.3498 | 0 | 0 | 1173.3498 | 0 | 0 | 0 | 0 | 0 | 72.1997 | 0 | 0 | 1173.3498 | 0 | 0 | 0 | 0 | 0 | 0 | 0
2018-10-13 | 10 | 0 | 7 | 1 | 0 | 0 | 63.7773 | 63.7773 | 0 | 16.2515 | 9.7834 | 12.9006 | 12.9006 | 1036.4744 | 0 | 0 | 1036.4744 | 0 | 0 | 0 | 0 | 0 | 63.7773 | 0 | 0 | 1036.4744 | 0 | 0 | 0 | 0 | 0 | 0 | 0
2018-10-13 01:00 | 10 | 1 | 7 | 1 | 0 | 0 | 59.966 | 59.966 | 0 | 16.2515 | 9.7834 | 12.9006 | 12.9006 | 974.5342 | 0 | 0 | 974.5342 | 0 | 0 | 0 | 0 | 0 | 59.966 | 0 | 0 | 974.5342 | 0 | 0 | 0 | 0 | 0 | 0 | 0
2018-10-13 02:00 | 10 | 2 | 7 | 1 | 0 | 0 | 58.9644 | 58.9644 | 0 | 16.2515 | 9.7834 | 12.9006 | 12.9006 | 958.2567 | 0 | 0 | 958.2567 | 0 | 0 | 0 | 0 | 0 | 58.9644 | 0 | 0 | 958.2567 | 0 | 0 | 0 | 0 | 0 | 0 | 0
2018-10-13 03:00 | 10 | 3 | 7 | 1 | 0 | 0 | 58.1743 | 58.1743 | 0 | 16.2515 | 9.7834 | 12.9006 | 12.9006 | 945.4171 | 0 | 0 | 945.4171 | 0 | 0 | 0 | 0 | 0 | 58.1743 | 0 | 0 | 945.4171 | 0 | 0 | 0 | 0 | 0 | 0 | 0
2018-10-13 04:00 | 10 | 4 | 7 | 1 | 0 | 0 | 57.4583 | 57.4583 | 0 | 16.2515 | 9.7834 | 12.9006 | 12.9006 | 933.7805 | 0 | 0 | 933.7805 | 0 | 0 | 0 | 0 | 0 | 57.4583 | 0 | 0 | 933.7805 | 0 | 0 | 0 | 0 | 0 | 0 | 0
2018-10-13 05:00 | 10 | 5 | 7 | 1 | 0 | 0 | 72.716 | 72.716 | 0 | 16.2515 | 9.7834 | 12.9006 | 12.9006 | 1181.7404 | 0 | 0 | 1181.7404 | 0 | 0 | 0 | 0 | 0 | 72.716 | 0 | 0 | 1181.7404 | 0 | 0 | 0 | 0 | 0 | 0 | 0
2018-10-13 06:00 | 10 | 6 | 7 | 1 | 0 | 0 | 73.5751 | 73.5751 | 0 | 16.2515 | 9.7834 | 12.9006 | 12.9006 | 1195.7023 | 0 | 0 | 1195.7023 | 0 | 0 | 0 | 0 | 0 | 73.5751 | 0 | 0 | 1195.7023 | 0 | 0 | 0 | 0 | 0 | 0 | 0
2018-10-13 07:00 | 10 | 7 | 7 | 1 | 0 | 0.025094 | 51.8166 | 51.8166 | 1.2547 | 16.2515 | 9.7834 | 12.9006 | 12.9006 | 842.0948 | 1.2547 | 0 | 821.7041 | 20.3907 | 0 | 16.1864 | 0 | 0 | 50.5619 | 0 | 0 | 821.7041 | 20.3907 | 0 | 16.1864 | 0 | 0 | 0.025094 | 0.0075983
2018-10-13 08:00 | 10 | 8 | 7 | 1 | 0 | 0.051735 | 49.5396 | 49.5396 | 2.5868 | 16.2515 | 9.7834 | 12.9006 | 12.9006 | 805.0906 | 2.5868 | 0 | 763.0521 | 42.0385 | 0 | 33.3707 | 0 | 0 | 46.9528 | 0 | 0 | 763.0521 | 42.0385 | 0 | 33.3707 | 0 | 0 | 0.051735 | 0.074646
2018-10-13 09:00 | 10 | 9 | 7 | 1 | 0 | 0.063441 | 48.8995 | 48.8995 | 3.1721 | 16.2515 | 9.7834 | 12.9006 | 12.9006 | 794.6875 | 3.1721 | 0 | 743.1369 | 51.5506 | 0 | 40.9214 | 0 | 0 | 45.7274 | 0 | 0 | 743.1369 | 51.5506 | 0 | 40.9214 | 0 | 0 | 0.063441 | 0.11215
2018-10-13 10:00 | 10 | 10 | 7 | 1 | 0 | 0.0068429 | 53.9626 | 53.9626 | 0.34214 | 16.2515 | 9.7834 | 12.9006 | 12.9006 | 876.9701 | 0.34214 | 0 | 871.4098 | 5.5603 | 0 | 4.4138 | 0 | 0 | 53.6204 | 0 | 0 | 871.4098 | 5.5603 | 0 | 4.4138 | 0 | 0 | 0.0068429 | 0.12432
2018-10-13 11:00 | 10 | 11 | 7 | 1 | 1 | 0.092034 | 55.3877 | 55.3877 | 4.6017 | 16.2515 | 9.7834 | 12.9006 | 12.9006 | 900.1311 | 4.6017 | 0 | 825.3466 | 74.7845 | 0 | 59.3648 | 0 | 0 | 50.786 | 0 | 0 | 825.3466 | 74.7845 | 0 | 59.3648 | 0 | 0 | 0.092034 | 0.11835
2018-10-13 12:00 | 10 | 12 | 7 | 1 | 1 | 0.040961 | 55.7123 | 55.7123 | 2.048 | 16.2515 | 9.7834 | 12.9006 | 12.9006 | 905.4059 | 2.048 | 0 | 872.1224 | 33.2835 | 0 | 26.4208 | 0 | 0 | 53.6643 | 0 | 0 | 872.1224 | 33.2835 | 0 | 26.4208 | 0 | 0 | 0.040961 | 0.10348
2018-10-13 13:00 | 10 | 13 | 7 | 1 | 1 | 0.16299 | 58.9679 | 58.9679 | 8.1495 | 16.2515 | 9.7834 | 12.9006 | 12.9006 | 958.315 | 8.1495 | 0 | 825.8738 | 132.4412 | 0 | 105.1333 | 0 | 0 | 50.8184 | 0 | 0 | 825.8738 | 132.4412 | 0 | 105.1333 | 0 | 0 | 0.16299 | 0.16859
2018-10-13 14:00 | 10 | 14 | 7 | 1 | 1 | 0.1796 | 59.3295 | 59.3295 | 8.9799 | 16.2515 | 9.7834 | 12.9006 | 12.9006 | 964.1908 | 8.9799 | 0 | 818.2543 | 145.9365 | 0 | 115.846 | 0 | 0 | 50.3496 | 0 | 0 | 818.2543 | 145.9365 | 0 | 115.846 | 0 | 0 | 0.1796 | 0.15978
2018-10-13 15:00 | 10 | 15 | 7 | 1 | 1 | 0.079339 | 58.2837 | 58.2837 | 3.9669 | 16.2515 | 9.7834 | 12.9006 | 12.9006 | 947.1945 | 3.9669 | 0 | 882.7259 | 64.4686 | 0 | 51.1759 | 0 | 0 | 54.3167 | 0 | 0 | 882.7259 | 64.4686 | 0 | 51.1759 | 0 | 0 | 0.079339 | 0.13579
2018-10-13 16:00 | 10 | 16 | 7 | 1 | 1 | 0.036513 | 59.5138 | 59.5138 | 1.8257 | 16.2515 | 9.7834 | 12.9006 | 12.9006 | 967.1859 | 1.8257 | 0 | 937.5162 | 29.6697 | 0 | 23.5522 | 0 | 0 | 57.6881 | 0 | 0 | 937.5162 | 29.6697 | 0 | 23.5522 | 0 | 0 | 0.036513 | 0.06314
2018-10-13 17:00 | 10 | 17 | 7 | 1 | 1 | 0.00080019 | 58.1405 | 58.1405 | 0.040009 | 16.2515 | 9.7834 | 12.9006 | 12.9006 | 944.8675 | 0.040009 | 0 | 944.2173 | 0.65021 | 0 | 0.51615 | 0 | 0 | 58.1005 | 0 | 0 | 944.2173 | 0.65021 | 0 | 0.51615 | 0 | 0 | 0.00080019 | 0.003648
2018-10-13 18:00 | 10 | 18 | 7 | 1 | 1 | 0 | 75.514 | 75.514 | 0 | 16.2515 | 9.7834 | 12.9006 | 12.9006 | 1227.2126 | 0 | 0 | 1227.2126 | 0 | 0 | 0 | 0 | 0 | 75.514 | 0 | 0 | 1227.2126 | 0 | 0 | 0 | 0 | 0 | 0 | 0
2018-10-13 19:00 | 10 | 19 | 7 | 1 | 0 | 0 | 79.6513 | 79.6513 | 0 | 16.2515 | 9.7834 | 12.9006 | 12.9006 | 1294.4496 | 0 | 0 | 1294.4496 | 0 | 0 | 0 | 0 | 0 | 79.6513 | 0 | 0 | 1294.4496 | 0 | 0 | 0 | 0 | 0 | 0 | 0
2018-10-13 20:00 | 10 | 20 | 7 | 1 | 0 | 0 | 72.0988 | 72.0988 | 0 | 16.2515 | 9.7834 | 12.9006 | 12.9006 | 1171.71 | 0 | 0 | 1171.71 | 0 | 0 | 0 | 0 | 0 | 72.0988 | 0 | 0 | 1171.71 | 0 | 0 | 0 | 0 | 0 | 0 | 0
2018-10-13 21:00 | 10 | 21 | 7 | 1 | 0 | 0 | 68.8358 | 68.8358 | 0 | 16.2515 | 9.7834 | 12.9006 | 12.9006 | 1118.6827 | 0 | 0 | 1118.6827 | 0 | 0 | 0 | 0 | 0 | 68.8358 | 0 | 0 | 1118.6827 | 0 | 0 | 0 | 0 | 0 | 0 | 0
2018-10-13 22:00 | 10 | 22 | 7 | 1 | 0 | 0 | 66.4047 | 66.4047 | 0 | 16.2515 | 9.7834 | 12.9006 | 12.9006 | 1079.1726 | 0 | 0 | 1079.1726 | 0 | 0 | 0 | 0 | 0 | 66.4047 | 0 | 0 | 1079.1726 | 0 | 0 | 0 | 0 | 0 | 0 | 0
2018-10-13 23:00 | 10 | 23 | 7 | 1 | 0 | 0 | 62.9693 | 62.9693 | 0 | 16.2515 | 9.7834 | 12.9006 | 12.9006 | 1023.343 | 0 | 0 | 1023.343 | 0 | 0 | 0 | 0 | 0 | 62.9693 | 0 | 0 | 1023.343 | 0 | 0 | 0 | 0 | 0 | 0 | 0
2018-10-14 | 10 | 0 | 1 | 1 | 0 | 0 | 56.8522 | 56.8522 | 0 | 16.2515 | 9.7834 | 12.9006 | 12.9006 | 923.931 | 0 | 0 | 923.931 | 0 | 0 | 0 | 0 | 0 | 56.8522 | 0 | 0 | 923.931 | 0 | 0 | 0 | 0 | 0 | 0 | 0
2018-10-14 01:00 | 10 | 1 | 1 | 1 | 0 | 0 | 55.9365 | 55.9365 | 0 | 16.2515 | 9.7834 | 12.9006 | 12.9006 | 909.049 | 0 | 0 | 909.049 | 0 | 0 | 0 | 0 | 0 | 55.9365 | 0 | 0 | 909.049 | 0 | 0 | 0 | 0 | 0 | 0 | 0
2018-10-14 02:00 | 10 | 2 | 1 | 1 | 0 | 0 | 55.6887 | 55.6887 | 0 | 16.2515 | 9.7834 | 12.9006 | 12.9006 | 905.023 | 0 | 0 | 905.023 | 0 | 0 | 0 | 0 | 0 | 55.6887 | 0 | 0 | 905.023 | 0 | 0 | 0 | 0 | 0 | 0 | 0
2018-10-14 03:00 | 10 | 3 | 1 | 1 | 0 | 0 | 56.2779 | 56.2779 | 0 | 16.2515 | 9.7834 | 12.9006 | 12.9006 | 914.5986 | 0 | 0 | 914.5986 | 0 | 0 | 0 | 0 | 0 | 56.2779 | 0 | 0 | 914.5986 | 0 | 0 | 0 | 0 | 0 | 0 | 0
2018-10-14 04:00 | 10 | 4 | 1 | 1 | 0 | 0 | 57.1648 | 57.1648 | 0 | 16.2515 | 9.7834 | 12.9006 | 12.9006 | 929.0108 | 0 | 0 | 929.0108 | 0 | 0 | 0 | 0 | 0 | 57.1648 | 0 | 0 | 929.0108 | 0 | 0 | 0 | 0 | 0 | 0 | 0
2018-10-14 05:00 | 10 | 5 | 1 | 1 | 0 | 0 | 72.8034 | 72.8034 | 0 | 16.2515 | 9.7834 | 12.9006 | 12.9006 | 1183.1612 | 0 | 0 | 1183.1612 | 0 | 0 | 0 | 0 | 0 | 72.8034 | 0 | 0 | 1183.1612 | 0 | 0 | 0 | 0 | 0 | 0 | 0
2018-10-14 06:00 | 10 | 6 | 1 | 1 | 0 | 0 | 69.7683 | 69.7683 | 0 | 16.2515 | 9.7834 | 12.9006 | 12.9006 | 1133.8372 | 0 | 0 | 1133.8372 | 0 | 0 | 0 | 0 | 0 | 69.7683 | 0 | 0 | 1133.8372 | 0 | 0 | 0 | 0 | 0 | 0 | 0
2018-10-14 07:00 | 10 | 7 | 1 | 1 | 0 | 0.00085564 | 50.0178 | 50.0178 | 0.042782 | 16.2515 | 9.7834 | 12.9006 | 12.9006 | 812.8618 | 0.042782 | 0 | 812.1666 | 0.69527 | 0 | 0.55191 | 0 | 0 | 49.975 | 0 | 0 | 812.1666 | 0.69527 | 0 | 0.55191 | 0 | 0 | 0.00085564 | 0.031112
2018-10-14 08:00 | 10 | 8 | 1 | 1 | 0 | 0.0023974 | 46.7731 | 46.7731 | 0.11987 | 16.2515 | 9.7834 | 12.9006 | 12.9006 | 760.1305 | 0.11987 | 0 | 758.1824 | 1.948 | 0 | 1.5464 | 0 | 0 | 46.6532 | 0 | 0 | 758.1824 | 1.948 | 0 | 1.5464 | 0 | 0 | 0.0023974 | 0.010131
2018-10-14 09:00 | 10 | 9 | 1 | 1 | 0 | 0.03755 | 46.6264 | 46.6264 | 1.8775 | 16.2515 | 9.7834 | 12.9006 | 12.9006 | 757.747 | 1.8775 | 0 | 727.2346 | 30.5124 | 0 | 24.2211 | 0 | 0 | 44.7489 | 0 | 0 | 727.2346 | 30.5124 | 0 | 24.2211 | 0 | 0 | 0.03755 | 0.036725
2018-10-14 10:00 | 10 | 10 | 1 | 1 | 0 | 0.030477 | 47.4695 | 47.4695 | 1.5239 | 16.2515 | 9.7834 | 12.9006 | 12.9006 | 771.4485 | 1.5239 | 0 | 746.6835 | 24.765 | 0 | 19.6588 | 0 | 0 | 45.9456 | 0 | 0 | 746.6835 | 24.765 | 0 | 19.6588 | 0 | 0 | 0.030477 | 0.079036
2018-10-14 11:00 | 10 | 11 | 1 | 1 | 1 | 0.083891 | 46.8759 | 46.8759 | 4.1946 | 16.2515 | 9.7834 | 12.9006 | 12.9006 | 761.8017 | 4.1946 | 0 | 693.6338 | 68.168 | 0 | 54.1125 | 0 | 0 | 42.6813 | 0 | 0 | 693.6338 | 68.168 | 0 | 54.1125 | 0 | 0 | 0.083891 | 0.1016
2018-10-14 12:00 | 10 | 12 | 1 | 1 | 1 | 0.27139 | 48.6624 | 48.6624 | 13.5696 | 16.2515 | 9.7834 | 12.9006 | 12.9006 | 790.8356 | 13.5696 | 0 | 570.3099 | 220.5258 | 0 | 175.0558 | 0 | 0 | 35.0928 | 0 | 0 | 570.3099 | 220.5258 | 0 | 175.0558 | 0 | 0 | 0.27139 | 0.12182
2018-10-14 13:00 | 10 | 13 | 1 | 1 | 1 | 0.091704 | 48.6842 | 48.6842 | 4.5852 | 16.2515 | 9.7834 | 12.9006 | 12.9006 | 791.1887 | 4.5852 | 0 | 716.6723 | 74.5163 | 0 | 59.1519 | 0 | 0 | 44.099 | 0 | 0 | 716.6723 | 74.5163 | 0 | 59.1519 | 0 | 0 | 0.091704 | 0.1224
2018-10-14 14:00 | 10 | 14 | 1 | 1 | 1 | 0.043754 | 48.1379 | 48.1379 | 2.1877 | 16.2515 | 9.7834 | 12.9006 | 12.9006 | 782.3105 | 2.1877 | 0 | 746.757 | 35.5536 | 0 | 28.2228 | 0 | 0 | 45.9502 | 0 | 0 | 746.757 | 35.5536 | 0 | 28.2228 | 0 | 0 | 0.043754 | 0.12042
2018-10-14 15:00 | 10 | 15 | 1 | 1 | 1 | 0.1318 | 49.7485 | 49.7485 | 6.5898 | 16.2515 | 9.7834 | 12.9006 | 12.9006 | 808.4851 | 6.5898 | 0 | 701.3913 | 107.0938 | 0 | 85.0123 | 0 | 0 | 43.1587 | 0 | 0 | 701.3913 | 107.0938 | 0 | 85.0123 | 0 | 0 | 0.1318 | 0.22465
2018-10-14 16:00 | 10 | 16 | 1 | 1 | 1 | 0.2246 | 50.1863 | 50.1863 | 11.2299 | 16.2515 | 9.7834 | 12.9006 | 12.9006 | 815.6012 | 11.2299 | 0 | 633.0981 | 182.503 | 0 | 144.873 | 0 | 0 | 38.9564 | 0 | 0 | 633.0981 | 182.503 | 0 | 144.873 | 0 | 0 | 0.2246 | 0.23863
2018-10-14 17:00 | 10 | 17 | 1 | 1 | 1 | 0.025073 | 48.4052 | 48.4052 | 1.2537 | 16.2515 | 9.7834 | 12.9006 | 12.9006 | 786.6544 | 1.2537 | 0 | 766.2808 | 20.3736 | 0 | 16.1728 | 0 | 0 | 47.1515 | 0 | 0 | 766.2808 | 20.3736 | 0 | 16.1728 | 0 | 0 | 0.025073 | 0.023529
2018-10-14 18:00 | 10 | 18 | 1 | 1 | 1 | 0 | 67.1724 | 67.1724 | 0 | 16.2515 | 9.7834 | 12.9006 | 12.9006 | 1091.6497 | 0 | 0 | 1091.6497 | 0 | 0 | 0 | 0 | 0 | 67.1724 | 0 | 0 | 1091.6497 | 0 | 0 | 0 | 0 | 0 | 0 | 0
2018-10-14 19:00 | 10 | 19 | 1 | 1 | 0 | 0 | 67.9611 | 67.9611 | 0 | 16.2515 | 9.7834 | 12.9006 | 12.9006 | 1104.4674 | 0 | 0 | 1104.4674 | 0 | 0 | 0 | 0 | 0 | 67.9611 | 0 | 0 | 1104.4674 | 0 | 0 | 0 | 0 | 0 | 0 | 0
2018-10-14 20:00 | 10 | 20 | 1 | 1 | 0 | 0 | 59.513 | 59.513 | 0 | 16.2515 | 9.7834 | 12.9006 | 12.9006 | 967.1726 | 0 | 0 | 967.1726 | 0 | 0 | 0 | 0 | 0 | 59.513 | 0 | 0 | 967.1726 | 0 | 0 | 0 | 0 | 0 | 0 | 0
2018-10-14 21:00 | 10 | 21 | 1 | 1 | 0 | 0 | 56.8478 | 56.8478 | 0 | 16.2515 | 9.7834 | 12.9006 | 12.9006 | 923.8602 | 0 | 0 | 923.8602 | 0 | 0 | 0 | 0 | 0 | 56.8478 | 0 | 0 | 923.8602 | 0 | 0 | 0 | 0 | 0 | 0 | 0
2018-10-14 22:00 | 10 | 22 | 1 | 1 | 0 | 0 | 56.8965 | 56.8965 | 0 | 16.2515 | 9.7834 | 12.9006 | 12.9006 | 924.6504 | 0 | 0 | 924.6504 | 0 | 0 | 0 | 0 | 0 | 56.8965 | 0 | 0 | 924.6504 | 0 | 0 | 0 | 0 | 0 | 0 | 0
2018-10-14 23:00 | 10 | 23 | 1 | 1 | 0 | 0 | 55.9727 | 55.9727 | 0 | 16.2515 | 9.7834 | 12.9006 | 12.9006 | 909.6382 | 0 | 0 | 909.6382 | 0 | 0 | 0 | 0 | 0 | 55.9727 | 0 | 0 | 909.6382 | 0 | 0 | 0 | 0 | 0 | 0 | 0
2018-10-15 | 10 | 0 | 2 | 1 | 0 | 0 | 68.2695 | 68.2695 | 0 | 16.2515 | 9.7834 | 12.9006 | 12.9006 | 1109.4784 | 0 | 0 | 1109.4784 | 0 | 0 | 0 | 0 | 0 | 68.2695 | 0 | 0 | 1109.4784 | 0 | 0 | 0 | 0 | 0 | 0 | 0
2018-10-15 01:00 | 10 | 1 | 2 | 1 | 0 | 0 | 72.956 | 72.956 | 0 | 16.2515 | 9.7834 | 12.9006 | 12.9006 | 1185.6419 | 0 | 0 | 1185.6419 | 0 | 0 | 0 | 0 | 0 | 72.956 | 0 | 0 | 1185.6419 | 0 | 0 | 0 | 0 | 0 | 0 | 0
2018-10-15 02:00 | 10 | 2 | 2 | 1 | 0 | 0 | 75.5344 | 75.5344 | 0 | 16.2515 | 9.7834 | 12.9006 | 12.9006 | 1227.5442 | 0 | 0 | 1227.5442 | 0 | 0 | 0 | 0 | 0 | 75.5344 | 0 | 0 | 1227.5442 | 0 | 0 | 0 | 0 | 0 | 0 | 0
2018-10-15 03:00 | 10 | 3 | 2 | 1 | 0 | 0 | 83.364 | 83.364 | 0 | 16.2515 | 9.7834 | 12.9006 | 12.9006 | 1354.786 | 0 | 0 | 1354.786 | 0 | 0 | 0 | 0 | 0 | 83.364 | 0 | 0 | 1354.786 | 0 | 0 | 0 | 0 | 0 | 0 | 0
2018-10-15 04:00 | 10 | 4 | 2 | 1 | 0 | 0 | 96.4532 | 96.4532 | 0 | 16.2515 | 9.7834 | 12.9006 | 12.9006 | 1567.5043 | 0 | 0 | 1567.5043 | 0 | 0 | 0 | 0 | 0 | 96.4532 | 0 | 0 | 1567.5043 | 0 | 0 | 0 | 0 | 0 | 0 | 0
2018-10-15 05:00 | 10 | 5 | 2 | 1 | 0 | 0 | 128.571 | 128.571 | 0 | 16.2515 | 9.7834 | 12.9006 | 12.9006 | 2089.4661 | 0 | 0 | 2089.4661 | 0 | 0 | 0 | 0 | 0 | 128.571 | 0 | 0 | 2089.4661 | 0 | 0 | 0 | 0 | 0 | 0 | 0
2018-10-15 06:00 | 10 | 6 | 2 | 1 | 0 | 0 | 148.9617 | 148.9617 | 0 | 16.2515 | 9.7834 | 12.9006 | 12.9006 | 2420.8441 | 0 | 0 | 2420.8441 | 0 | 0 | 0 | 0 | 0 | 148.9617 | 0 | 0 | 2420.8441 | 0 | 0 | 0 | 0 | 0 | 0 | 0
2018-10-15 07:00 | 10 | 7 | 2 | 1 | 0 | 0.084233 | 146.2202 | 146.2202 | 4.2117 | 16.2515 | 9.7834 | 12.9006 | 12.9006 | 2376.2912 | 4.2117 | 0 | 2307.8455 | 68.4457 | 0 | 54.333 | 0 | 0 | 142.0085 | 0 | 0 | 2307.8455 | 68.4457 | 0 | 54.333 | 0 | 0 | 0.084233 | 0.085964
2018-10-15 08:00 | 10 | 8 | 2 | 1 | 0 | 0.28663 | 159.7735 | 159.7735 | 14.3317 | 16.2515 | 9.7834 | 12.9006 | 12.9006 | 2596.5518 | 14.3317 | 0 | 2363.64 | 232.9118 | 0 | 184.888 | 0 | 0 | 145.4417 | 0 | 0 | 2363.64 | 232.9118 | 0 | 184.888 | 0 | 0 | 0.28663 | 0.30721
2018-10-15 09:00 | 10 | 9 | 2 | 1 | 0 | 0.45875 | 169.4841 | 169.4841 | 22.9377 | 16.2515 | 9.7834 | 12.9006 | 12.9006 | 2754.3637 | 22.9377 | 0 | 2381.5935 | 372.7702 | 0 | 295.9092 | 0 | 0 | 146.5465 | 0 | 0 | 2381.5935 | 372.7702 | 0 | 295.9092 | 0 | 0 | 0.45875 | 0.49522
2018-10-15 10:00 | 10 | 10 | 2 | 1 | 0 | 0.275 | 173.632 | 173.632 | 13.75 | 16.2515 | 9.7834 | 12.9006 | 12.9006 | 2821.773 | 13.75 | 0 | 2598.3163 | 223.4567 | 0 | 177.3824 | 0 | 0 | 159.8821 | 0 | 0 | 2598.3163 | 223.4567 | 0 | 177.3824 | 0 | 0 | 0.275 | 0.43122
2018-10-15 11:00 | 10 | 11 | 2 | 1 | 1 | 0.42261 | 171.2591 | 171.2591 | 21.1303 | 16.2515 | 9.7834 | 12.9006 | 12.9006 | 2783.2092 | 21.1303 | 0 | 2439.8102 | 343.399 | 0 | 272.5939 | 0 | 0 | 150.1287 | 0 | 0 | 2439.8102 | 343.399 | 0 | 272.5939 | 0 | 0 | 0.42261 | 0.35388
2018-10-15 12:00 | 10 | 12 | 2 | 1 | 1 | 0.11065 | 162.8837 | 162.8837 | 5.5325 | 16.2515 | 9.7834 | 12.9006 | 12.9006 | 2647.0974 | 5.5325 | 0 | 2557.1854 | 89.912 | 0 | 71.3731 | 0 | 0 | 157.3512 | 0 | 0 | 2557.1854 | 89.912 | 0 | 71.3731 | 0 | 0 | 0.11065 | 0.60709
2018-10-15 13:00 | 10 | 13 | 2 | 1 | 1 | 0.48389 | 151.4778 | 151.4778 | 24.1946 | 16.2515 | 9.7834 | 12.9006 | 12.9006 | 2461.735 | 24.1946 | 0 | 2068.5375 | 393.1975 | 0 | 312.1246 | 0 | 0 | 127.2832 | 0 | 0 | 2068.5375 | 393.1975 | 0 | 312.1246 | 0 | 0 | 0.48389 | 0.50756
2018-10-15 14:00 | 10 | 14 | 2 | 1 | 1 | 0.33894 | 135.6624 | 135.6624 | 16.947 | 16.2515 | 9.7834 | 12.9006 | 12.9006 | 2204.7116 | 16.947 | 0 | 1929.299 | 275.4126 | 0 | 218.6256 | 0 | 0 | 118.7155 | 0 | 0 | 1929.299 | 275.4126 | 0 | 218.6256 | 0 | 0 | 0.33894 | 0.42834
2018-10-15 15:00 | 10 | 15 | 2 | 1 | 1 | 0.34247 | 120.6324 | 120.6324 | 17.1233 | 16.2515 | 9.7834 | 12.9006 | 12.9006 | 1960.4515 | 17.1233 | 0 | 1682.1738 | 278.2778 | 0 | 220.9 | 0 | 0 | 103.5091 | 0 | 0 | 1682.1738 | 278.2778 | 0 | 220.9 | 0 | 0 | 0.34247 | 0.36394
2018-10-15 16:00 | 10 | 16 | 2 | 1 | 1 | 0.09225 | 102.9577 | 102.9577 | 4.6125 | 16.2515 | 9.7834 | 12.9006 | 12.9006 | 1673.2131 | 4.6125 | 0 | 1598.2531 | 74.96 | 0 | 59.5041 | 0 | 0 | 98.3452 | 0 | 0 | 1598.2531 | 74.96 | 0 | 59.5041 | 0 | 0 | 0.09225 | 0.091374
2018-10-15 17:00 | 10 | 17 | 2 | 1 | 1 | 0.0036709 | 89.6341 | 89.6341 | 0.18355 | 16.2515 | 9.7834 | 12.9006 | 12.9006 | 1456.6846 | 0.18355 | 0 | 1453.7017 | 2.9829 | 0 | 2.3679 | 0 | 0 | 89.4505 | 0 | 0 | 1453.7017 | 2.9829 | 0 | 2.3679 | 0 | 0 | 0.0036709 | 0.0045543
2018-10-15 18:00 | 10 | 18 | 2 | 1 | 1 | 0 | 99.5296 | 99.5296 | 0 | 16.2515 | 9.7834 | 12.9006 | 12.9006 | 1617.5013 | 0 | 0 | 1617.5013 | 0 | 0 | 0 | 0 | 0 | 99.5296 | 0 | 0 | 1617.5013 | 0 | 0 | 0 | 0 | 0 | 0 | 0
2018-10-15 19:00 | 10 | 19 | 2 | 1 | 0 | 0 | 92.1536 | 92.1536 | 0 | 16.2515 | 9.7834 | 12.9006 | 12.9006 | 1497.6299 | 0 | 0 | 1497.6299 | 0 | 0 | 0 | 0 | 0 | 92.1536 | 0 | 0 | 1497.6299 | 0 | 0 | 0 | 0 | 0 | 0 | 0
2018-10-15 20:00 | 10 | 20 | 2 | 1 | 0 | 0 | 80.0495 | 80.0495 | 0 | 16.2515 | 9.7834 | 12.9006 | 12.9006 | 1300.9204 | 0 | 0 | 1300.9204 | 0 | 0 | 0 | 0 | 0 | 80.0495 | 0 | 0 | 1300.9204 | 0 | 0 | 0 | 0 | 0 | 0 | 0
2018-10-15 21:00 | 10 | 21 | 2 | 1 | 0 | 0 | 73.0151 | 73.0151 | 0 | 16.2515 | 9.7834 | 12.9006 | 12.9006 | 1186.6019 | 0 | 0 | 1186.6019 | 0 | 0 | 0 | 0 | 0 | 73.0151 | 0 | 0 | 1186.6019 | 0 | 0 | 0 | 0 | 0 | 0 | 0
2018-10-15 22:00 | 10 | 22 | 2 | 1 | 0 | 0 | 70.4388 | 70.4388 | 0 | 16.2515 | 9.7834 | 12.9006 | 12.9006 | 1144.7329 | 0 | 0 | 1144.7329 | 0 | 0 | 0 | 0 | 0 | 70.4388 | 0 | 0 | 1144.7329 | 0 | 0 | 0 | 0 | 0 | 0 | 0
2018-10-15 23:00 | 10 | 23 | 2 | 1 | 0 | 0 | 70.4933 | 70.4933 | 0 | 16.2515 | 9.7834 | 12.9006 | 12.9006 | 1145.6195 | 0 | 0 | 1145.6195 | 0 | 0 | 0 | 0 | 0 | 70.4933 | 0 | 0 | 1145.6195 | 0 | 0 | 0 | 0 | 0 | 0 | 0
2018-10-16 | 10 | 0 | 3 | 1 | 0 | 0 | 71.4545 | 71.4545 | 0 | 16.2515 | 9.7834 | 12.9006 | 12.9006 | 1161.239 | 0 | 0 | 1161.239 | 0 | 0 | 0 | 0 | 0 | 71.4545 | 0 | 0 | 1161.239 | 0 | 0 | 0 | 0 | 0 | 0 | 0
2018-10-16 01:00 | 10 | 1 | 3 | 1 | 0 | 0 | 72.609 | 72.609 | 0 | 16.2515 | 9.7834 | 12.9006 | 12.9006 | 1180.0016 | 0 | 0 | 1180.0016 | 0 | 0 | 0 | 0 | 0 | 72.609 | 0 | 0 | 1180.0016 | 0 | 0 | 0 | 0 | 0 | 0 | 0
2018-10-16 02:00 | 10 | 2 | 3 | 1 | 0 | 0 | 75.4715 | 75.4715 | 0 | 16.2515 | 9.7834 | 12.9006 | 12.9006 | 1226.5217 | 0 | 0 | 1226.5217 | 0 | 0 | 0 | 0 | 0 | 75.4715 | 0 | 0 | 1226.5217 | 0 | 0 | 0 | 0 | 0 | 0 | 0
2018-10-16 03:00 | 10 | 3 | 3 | 1 | 0 | 0 | 82.9131 | 82.9131 | 0 | 16.2515 | 9.7834 | 12.9006 | 12.9006 | 1347.4579 | 0 | 0 | 1347.4579 | 0 | 0 | 0 | 0 | 0 | 82.9131 | 0 | 0 | 1347.4579 | 0 | 0 | 0 | 0 | 0 | 0 | 0
2018-10-16 04:00 | 10 | 4 | 3 | 1 | 0 | 0 | 95.8575 | 95.8575 | 0 | 16.2515 | 9.7834 | 12.9006 | 12.9006 | 1557.8235 | 0 | 0 | 1557.8235 | 0 | 0 | 0 | 0 | 0 | 95.8575 | 0 | 0 | 1557.8235 | 0 | 0 | 0 | 0 | 0 | 0 | 0
2018-10-16 05:00 | 10 | 5 | 3 | 1 | 0 | 0 | 127.4649 | 127.4649 | 0 | 16.2515 | 9.7834 | 12.9006 | 12.9006 | 2071.4905 | 0 | 0 | 2071.4905 | 0 | 0 | 0 | 0 | 0 | 127.4649 | 0 | 0 | 2071.4905 | 0 | 0 | 0 | 0 | 0 | 0 | 0
2018-10-16 06:00 | 10 | 6 | 3 | 1 | 0 | 0 | 147.1994 | 147.1994 | 0 | 16.2515 | 9.7834 | 12.9006 | 12.9006 | 2392.2043 | 0 | 0 | 2392.2043 | 0 | 0 | 0 | 0 | 0 | 147.1994 | 0 | 0 | 2392.2043 | 0 | 0 | 0 | 0 | 0 | 0 | 0
2018-10-16 07:00 | 10 | 7 | 3 | 1 | 0 | 0.0083068 | 146.0288 | 146.0288 | 0.41534 | 16.2515 | 9.7834 | 12.9006 | 12.9006 | 2373.181 | 0.41534 | 0 | 2366.4311 | 6.7499 | 0 | 5.3581 | 0 | 0 | 145.6135 | 0 | 0 | 2366.4311 | 6.7499 | 0 | 5.3581 | 0 | 0 | 0.0083068 | 0.0074253
2018-10-16 08:00 | 10 | 8 | 3 | 1 | 0 | 0.009675 | 159.9499 | 159.9499 | 0.48375 | 16.2515 | 9.7834 | 12.9006 | 12.9006 | 2599.4196 | 0.48375 | 0 | 2591.5579 | 7.8617 | 0 | 6.2407 | 0 | 0 | 159.4662 | 0 | 0 | 2591.5579 | 7.8617 | 0 | 6.2407 | 0 | 0 | 0.009675 | 0.078619
2018-10-16 09:00 | 10 | 9 | 3 | 1 | 0 | 0.029635 | 171.3023 | 171.3023 | 1.4818 | 16.2515 | 9.7834 | 12.9006 | 12.9006 | 2783.9112 | 1.4818 | 0 | 2759.8302 | 24.081 | 0 | 19.1158 | 0 | 0 | 169.8205 | 0 | 0 | 2759.8302 | 24.081 | 0 | 19.1158 | 0 | 0 | 0.029635 | 0.11621
2018-10-16 10:00 | 10 | 10 | 3 | 1 | 0 | 0.062985 | 177.8383 | 177.8383 | 3.1493 | 16.2515 | 9.7834 | 12.9006 | 12.9006 | 2890.1315 | 3.1493 | 0 | 2838.9515 | 51.18 | 0 | 40.6272 | 0 | 0 | 174.6891 | 0 | 0 | 2838.9515 | 51.18 | 0 | 40.6272 | 0 | 0 | 0.062985 | 0.082288
2018-10-16 11:00 | 10 | 11 | 3 | 1 | 1 | 0.083148 | 180.033 | 180.033 | 4.1574 | 16.2515 | 9.7834 | 12.9006 | 12.9006 | 2925.7978 | 4.1574 | 0 | 2858.2339 | 67.5639 | 0 | 53.633 | 0 | 0 | 175.8756 | 0 | 0 | 2858.2339 | 67.5639 | 0 | 53.633 | 0 | 0 | 0.083148 | 0.11598
2018-10-16 12:00 | 10 | 12 | 3 | 1 | 1 | 0.11181 | 175.6822 | 175.6822 | 5.5903 | 16.2515 | 9.7834 | 12.9006 | 12.9006 | 2855.0917 | 5.5903 | 0 | 2764.2412 | 90.8505 | 0 | 72.1182 | 0 | 0 | 170.0919 | 0 | 0 | 2764.2412 | 90.8505 | 0 | 72.1182 | 0 | 0 | 0.11181 | 0.13946
2018-10-16 13:00 | 10 | 13 | 3 | 1 | 1 | 0.11706 | 164.8053 | 164.8053 | 5.8529 | 16.2515 | 9.7834 | 12.9006 | 12.9006 | 2678.3259 | 5.8529 | 0 | 2583.2086 | 95.1173 | 0 | 75.5052 | 0 | 0 | 158.9524 | 0 | 0 | 2583.2086 | 95.1173 | 0 | 75.5052 | 0 | 0 | 0.11706 | 0.14311
2018-10-16 14:00 | 10 | 14 | 3 | 1 | 1 | 0.097808 | 147.7347 | 147.7347 | 4.8904 | 16.2515 | 9.7834 | 12.9006 | 12.9006 | 2400.9041 | 4.8904 | 0 | 2321.4283 | 79.4759 | 0 | 63.0888 | 0 | 0 | 142.8443 | 0 | 0 | 2321.4283 | 79.4759 | 0 | 63.0888 | 0 | 0 | 0.097808 | 0.13463
2018-10-16 15:00 | 10 | 15 | 3 | 1 | 1 | 0.077343 | 133.3816 | 133.3816 | 3.8671 | 16.2515 | 9.7834 | 12.9006 | 12.9006 | 2167.6452 | 3.8671 | 0 | 2104.7984 | 62.8467 | 0 | 49.8884 | 0 | 0 | 129.5144 | 0 | 0 | 2104.7984 | 62.8467 | 0 | 49.8884 | 0 | 0 | 0.077343 | 0.12002
2018-10-16 16:00 | 10 | 16 | 3 | 1 | 1 | 0.054546 | 114.1072 | 114.1072 | 2.7273 | 16.2515 | 9.7834 | 12.9006 | 12.9006 | 1854.4088 | 2.7273 | 0 | 1810.0861 | 44.3227 | 0 | 35.1838 | 0 | 0 | 111.3799 | 0 | 0 | 1810.0861 | 44.3227 | 0 | 35.1838 | 0 | 0 | 0.054546 | 0.083409
2018-10-16 17:00 | 10 | 17 | 3 | 1 | 1 | 0.016321 | 94.0468 | 94.0468 | 0.81604 | 16.2515 | 9.7834 | 12.9006 | 12.9006 | 1528.3971 | 0.81604 | 0 | 1515.1354 | 13.2618 | 0 | 10.5273 | 0 | 0 | 93.2307 | 0 | 0 | 1515.1354 | 13.2618 | 0 | 10.5273 | 0 | 0 | 0.016321 | 0.0047017
2018-10-16 18:00 | 10 | 18 | 3 | 1 | 1 | 0 | 102.0131 | 102.0131 | 0 | 16.2515 | 9.7834 | 12.9006 | 12.9006 | 1657.8616 | 0 | 0 | 1657.8616 | 0 | 0 | 0 | 0 | 0 | 102.0131 | 0 | 0 | 1657.8616 | 0 | 0 | 0 | 0 | 0 | 0 | 0
2018-10-16 19:00 | 10 | 19 | 3 | 1 | 0 | 0 | 96.8078 | 96.8078 | 0 | 16.2515 | 9.7834 | 12.9006 | 12.9006 | 1573.267 | 0 | 0 | 1573.267 | 0 | 0 | 0 | 0 | 0 | 96.8078 | 0 | 0 | 1573.267 | 0 | 0 | 0 | 0 | 0 | 0 | 0
2018-10-16 20:00 | 10 | 20 | 3 | 1 | 0 | 0 | 83.8675 | 83.8675 | 0 | 16.2515 | 9.7834 | 12.9006 | 12.9006 | 1362.969 | 0 | 0 | 1362.969 | 0 | 0 | 0 | 0 | 0 | 83.8675 | 0 | 0 | 1362.969 | 0 | 0 | 0 | 0 | 0 | 0 | 0
2018-10-16 21:00 | 10 | 21 | 3 | 1 | 0 | 0 | 77.4054 | 77.4054 | 0 | 16.2515 | 9.7834 | 12.9006 | 12.9006 | 1257.9506 | 0 | 0 | 1257.9506 | 0 | 0 | 0 | 0 | 0 | 77.4054 | 0 | 0 | 1257.9506 | 0 | 0 | 0 | 0 | 0 | 0 | 0
2018-10-16 22:00 | 10 | 22 | 3 | 1 | 0 | 0 | 74.4469 | 74.4469 | 0 | 16.2515 | 9.7834 | 12.9006 | 12.9006 | 1209.8713 | 0 | 0 | 1209.8713 | 0 | 0 | 0 | 0 | 0 | 74.4469 | 0 | 0 | 1209.8713 | 0 | 0 | 0 | 0 | 0 | 0 | 0
2018-10-16 23:00 | 10 | 23 | 3 | 1 | 0 | 0 | 74.3307 | 74.3307 | 0 | 16.2515 | 9.7834 | 12.9006 | 12.9006 | 1207.9825 | 0 | 0 | 1207.9825 | 0 | 0 | 0 | 0 | 0 | 74.3307 | 0 | 0 | 1207.9825 | 0 | 0 | 0 | 0 | 0 | 0 | 0
2018-10-17 | 10 | 0 | 4 | 1 | 0 | 0 | 75.4218 | 75.4218 | 0 | 16.2515 | 9.7834 | 12.9006 | 12.9006 | 1225.7148 | 0 | 0 | 1225.7148 | 0 | 0 | 0 | 0 | 0 | 75.4218 | 0 | 0 | 1225.7148 | 0 | 0 | 0 | 0 | 0 | 0 | 0
2018-10-17 01:00 | 10 | 1 | 4 | 1 | 0 | 0 | 76.0792 | 76.0792 | 0 | 16.2515 | 9.7834 | 12.9006 | 12.9006 | 1236.3977 | 0 | 0 | 1236.3977 | 0 | 0 | 0 | 0 | 0 | 76.0792 | 0 | 0 | 1236.3977 | 0 | 0 | 0 | 0 | 0 | 0 | 0
2018-10-17 02:00 | 10 | 2 | 4 | 1 | 0 | 0 | 78.416 | 78.416 | 0 | 16.2515 | 9.7834 | 12.9006 | 12.9006 | 1274.3739 | 0 | 0 | 1274.3739 | 0 | 0 | 0 | 0 | 0 | 78.416 | 0 | 0 | 1274.3739 | 0 | 0 | 0 | 0 | 0 | 0 | 0
2018-10-17 03:00 | 10 | 3 | 4 | 1 | 0 | 0 | 86.0669 | 86.0669 | 0 | 16.2515 | 9.7834 | 12.9006 | 12.9006 | 1398.7125 | 0 | 0 | 1398.7125 | 0 | 0 | 0 | 0 | 0 | 86.0669 | 0 | 0 | 1398.7125 | 0 | 0 | 0 | 0 | 0 | 0 | 0
2018-10-17 04:00 | 10 | 4 | 4 | 1 | 0 | 0 | 99.7499 | 99.7499 | 0 | 16.2515 | 9.7834 | 12.9006 | 12.9006 | 1621.081 | 0 | 0 | 1621.081 | 0 | 0 | 0 | 0 | 0 | 99.7499 | 0 | 0 | 1621.081 | 0 | 0 | 0 | 0 | 0 | 0 | 0
2018-10-17 05:00 | 10 | 5 | 4 | 1 | 0 | 0 | 133.3649 | 133.3649 | 0 | 16.2515 | 9.7834 | 12.9006 | 12.9006 | 2167.3744 | 0 | 0 | 2167.3744 | 0 | 0 | 0 | 0 | 0 | 133.3649 | 0 | 0 | 2167.3744 | 0 | 0 | 0 | 0 | 0 | 0 | 0
2018-10-17 06:00 | 10 | 6 | 4 | 1 | 0 | 0 | 152.9286 | 152.9286 | 0 | 16.2515 | 9.7834 | 12.9006 | 12.9006 | 2485.3125 | 0 | 0 | 2485.3125 | 0 | 0 | 0 | 0 | 0 | 152.9286 | 0 | 0 | 2485.3125 | 0 | 0 | 0 | 0 | 0 | 0 | 0
2018-10-17 07:00 | 10 | 7 | 4 | 1 | 0 | 0.08713 | 151.6991 | 151.6991 | 4.3565 | 16.2515 | 9.7834 | 12.9006 | 12.9006 | 2465.3318 | 4.3565 | 0 | 2394.532 | 70.7998 | 0 | 56.2017 | 0 | 0 | 147.3426 | 0 | 0 | 2394.532 | 70.7998 | 0 | 56.2017 | 0 | 0 | 0.08713 | 0.092375
2018-10-17 08:00 | 10 | 8 | 4 | 1 | 0 | 0.30542 | 164.7573 | 164.7573 | 15.2711 | 16.2515 | 9.7834 | 12.9006 | 12.9006 | 2677.5463 | 15.2711 | 0 | 2429.3687 | 248.1776 | 0 | 197.0062 | 0 | 0 | 149.4862 | 0 | 0 | 2429.3687 | 248.1776 | 0 | 197.0062 | 0 | 0 | 0.30542 | 0.33162
2018-10-17 09:00 | 10 | 9 | 4 | 1 | 0 | 0.48654 | 174.9178 | 174.9178 | 24.327 | 16.2515 | 9.7834 | 12.9006 | 12.9006 | 2842.6688 | 24.327 | 0 | 2447.3204 | 395.3484 | 0 | 313.832 | 0 | 0 | 150.5908 | 0 | 0 | 2447.3204 | 395.3484 | 0 | 313.832 | 0 | 0 | 0.48654 | 0.53473
2018-10-17 10:00 | 10 | 10 | 4 | 1 | 0 | 0.60764 | 180.6863 | 180.6863 | 30.3818 | 16.2515 | 9.7834 | 12.9006 | 12.9006 | 2936.4159 | 30.3818 | 0 | 2442.6674 | 493.7485 | 0 | 391.9431 | 0 | 0 | 150.3045 | 0 | 0 | 2442.6674 | 493.7485 | 0 | 391.9431 | 0 | 0 | 0.60764 | 0.66712
2018-10-17 11:00 | 10 | 11 | 4 | 1 | 1 | 0.67449 | 181.0289 | 181.0289 | 33.7246 | 16.2515 | 9.7834 | 12.9006 | 12.9006 | 2941.984 | 33.7246 | 0 | 2393.9109 | 548.0731 | 0 | 435.0665 | 0 | 0 | 147.3044 | 0 | 0 | 2393.9109 | 548.0731 | 0 | 435.0665 | 0 | 0 | 0.67449 | 0.74413
2018-10-17 12:00 | 10 | 12 | 4 | 1 | 1 | 0.68946 | 173.9506 | 173.9506 | 34.473 | 16.2515 | 9.7834 | 12.9006 | 12.9006 | 2826.951 | 34.473 | 0 | 2266.7145 | 560.2365 | 0 | 444.722 | 0 | 0 | 139.4776 | 0 | 0 | 2266.7145 | 560.2365 | 0 | 444.722 | 0 | 0 | 0.68946 | 0.75971
2018-10-17 13:00 | 10 | 13 | 4 | 1 | 1 | 0.65161 | 162.9974 | 162.9974 | 32.5804 | 16.2515 | 9.7834 | 12.9006 | 12.9006 | 2648.9452 | 32.5804 | 0 | 2119.4654 | 529.4798 | 0 | 420.307 | 0 | 0 | 130.417 | 0 | 0 | 2119.4654 | 529.4798 | 0 | 420.307 | 0 | 0 | 0.65161 | 0.71684
2018-10-17 14:00 | 10 | 14 | 4 | 1 | 1 | 0.24921 | 146.1719 | 146.1719 | 12.4603 | 16.2515 | 9.7834 | 12.9006 | 12.9006 | 2375.5068 | 12.4603 | 0 | 2173.0096 | 202.4972 | 0 | 160.7446 | 0 | 0 | 133.7117 | 0 | 0 | 2173.0096 | 202.4972 | 0 | 160.7446 | 0 | 0 | 0.24921 | 0.3226
2018-10-17 15:00 | 10 | 15 | 4 | 1 | 1 | 0.23181 | 129.2668 | 129.2668 | 11.5905 | 16.2515 | 9.7834 | 12.9006 | 12.9006 | 2100.7738 | 11.5905 | 0 | 1912.4113 | 188.3625 | 0 | 149.5243 | 0 | 0 | 117.6763 | 0 | 0 | 1912.4113 | 188.3625 | 0 | 149.5243 | 0 | 0 | 0.23181 | 0.28002
2018-10-17 16:00 | 10 | 16 | 4 | 1 | 1 | 0.079779 | 109.8757 | 109.8757 | 3.989 | 16.2515 | 9.7834 | 12.9006 | 12.9006 | 1785.6394 | 3.989 | 0 | 1720.8129 | 64.8265 | 0 | 51.46 | 0 | 0 | 105.8867 | 0 | 0 | 1720.8129 | 64.8265 | 0 | 51.46 | 0 | 0 | 0.079779 | 0.098215
2018-10-17 17:00 | 10 | 17 | 4 | 1 | 1 | 0.021831 | 95.4971 | 95.4971 | 1.0916 | 16.2515 | 9.7834 | 12.9006 | 12.9006 | 1551.9667 | 1.0916 | 0 | 1534.2272 | 17.7395 | 0 | 14.0818 | 0 | 0 | 94.4055 | 0 | 0 | 1534.2272 | 17.7395 | 0 | 14.0818 | 0 | 0 | 0.021831 | 0.021187
2018-10-17 18:00 | 10 | 18 | 4 | 1 | 1 | 0 | 103.4875 | 103.4875 | 0 | 16.2515 | 9.7834 | 12.9006 | 12.9006 | 1681.8224 | 0 | 0 | 1681.8224 | 0 | 0 | 0 | 0 | 0 | 103.4875 | 0 | 0 | 1681.8224 | 0 | 0 | 0 | 0 | 0 | 0 | 0
2018-10-17 19:00 | 10 | 19 | 4 | 1 | 0 | 0 | 99.0718 | 99.0718 | 0 | 16.2515 | 9.7834 | 12.9006 | 12.9006 | 1610.0611 | 0 | 0 | 1610.0611 | 0 | 0 | 0 | 0 | 0 | 99.0718 | 0 | 0 | 1610.0611 | 0 | 0 | 0 | 0 | 0 | 0 | 0
2018-10-17 20:00 | 10 | 20 | 4 | 1 | 0 | 0 | 85.3784 | 85.3784 | 0 | 16.2515 | 9.7834 | 12.9006 | 12.9006 | 1387.5235 | 0 | 0 | 1387.5235 | 0 | 0 | 0 | 0 | 0 | 85.3784 | 0 | 0 | 1387.5235 | 0 | 0 | 0 | 0 | 0 | 0 | 0
2018-10-17 21:00 | 10 | 21 | 4 | 1 | 0 | 0 | 77.3355 | 77.3355 | 0 | 16.2515 | 9.7834 | 12.9006 | 12.9006 | 1256.8138 | 0 | 0 | 1256.8138 | 0 | 0 | 0 | 0 | 0 | 77.3355 | 0 | 0 | 1256.8138 | 0 | 0 | 0 | 0 | 0 | 0 | 0
2018-10-17 22:00 | 10 | 22 | 4 | 1 | 0 | 0 | 73.7713 | 73.7713 | 0 | 16.2515 | 9.7834 | 12.9006 | 12.9006 | 1198.8918 | 0 | 0 | 1198.8918 | 0 | 0 | 0 | 0 | 0 | 73.7713 | 0 | 0 | 1198.8918 | 0 | 0 | 0 | 0 | 0 | 0 | 0
2018-10-17 23:00 | 10 | 23 | 4 | 1 | 0 | 0 | 73.1215 | 73.1215 | 0 | 16.2515 | 9.7834 | 12.9006 | 12.9006 | 1188.3305 | 0 | 0 | 1188.3305 | 0 | 0 | 0 | 0 | 0 | 73.1215 | 0 | 0 | 1188.3305 | 0 | 0 | 0 | 0 | 0 | 0 | 0
2018-10-18 | 10 | 0 | 5 | 1 | 0 | 0 | 73.502 | 73.502 | 0 | 16.2515 | 9.7834 | 12.9006 | 12.9006 | 1194.5145 | 0 | 0 | 1194.5145 | 0 | 0 | 0 | 0 | 0 | 73.502 | 0 | 0 | 1194.5145 | 0 | 0 | 0 | 0 | 0 | 0 | 0
2018-10-18 01:00 | 10 | 1 | 5 | 1 | 0 | 0 | 74.1157 | 74.1157 | 0 | 16.2515 | 9.7834 | 12.9006 | 12.9006 | 1204.4875 | 0 | 0 | 1204.4875 | 0 | 0 | 0 | 0 | 0 | 74.1157 | 0 | 0 | 1204.4875 | 0 | 0 | 0 | 0 | 0 | 0 | 0
2018-10-18 02:00 | 10 | 2 | 5 | 1 | 0 | 0 | 76.2372 | 76.2372 | 0 | 16.2515 | 9.7834 | 12.9006 | 12.9006 | 1238.9663 | 0 | 0 | 1238.9663 | 0 | 0 | 0 | 0 | 0 | 76.2372 | 0 | 0 | 1238.9663 | 0 | 0 | 0 | 0 | 0 | 0 | 0
2018-10-18 03:00 | 10 | 3 | 5 | 1 | 0 | 0 | 84.1046 | 84.1046 | 0 | 16.2515 | 9.7834 | 12.9006 | 12.9006 | 1366.8215 | 0 | 0 | 1366.8215 | 0 | 0 | 0 | 0 | 0 | 84.1046 | 0 | 0 | 1366.8215 | 0 | 0 | 0 | 0 | 0 | 0 | 0
2018-10-18 04:00 | 10 | 4 | 5 | 1 | 0 | 0 | 97.7596 | 97.7596 | 0 | 16.2515 | 9.7834 | 12.9006 | 12.9006 | 1588.7356 | 0 | 0 | 1588.7356 | 0 | 0 | 0 | 0 | 0 | 97.7596 | 0 | 0 | 1588.7356 | 0 | 0 | 0 | 0 | 0 | 0 | 0
2018-10-18 05:00 | 10 | 5 | 5 | 1 | 0 | 0 | 131.9382 | 131.9382 | 0 | 16.2515 | 9.7834 | 12.9006 | 12.9006 | 2144.1881 | 0 | 0 | 2144.1881 | 0 | 0 | 0 | 0 | 0 | 131.9382 | 0 | 0 | 2144.1881 | 0 | 0 | 0 | 0 | 0 | 0 | 0
2018-10-18 06:00 | 10 | 6 | 5 | 1 | 0 | 0 | 152.7003 | 152.7003 | 0 | 16.2515 | 9.7834 | 12.9006 | 12.9006 | 2481.6027 | 0 | 0 | 2481.6027 | 0 | 0 | 0 | 0 | 0 | 152.7003 | 0 | 0 | 2481.6027 | 0 | 0 | 0 | 0 | 0 | 0 | 0
2018-10-18 07:00 | 10 | 7 | 5 | 1 | 0 | 0.081153 | 151.6347 | 151.6347 | 4.0576 | 16.2515 | 9.7834 | 12.9006 | 12.9006 | 2464.2855 | 4.0576 | 0 | 2398.3429 | 65.9426 | 0 | 52.346 | 0 | 0 | 147.5771 | 0 | 0 | 2398.3429 | 65.9426 | 0 | 52.346 | 0 | 0 | 0.081153 | 0.08533
2018-10-18 08:00 | 10 | 8 | 5 | 1 | 0 | 0.17476 | 164.5328 | 164.5328 | 8.7382 | 16.2515 | 9.7834 | 12.9006 | 12.9006 | 2673.8983 | 8.7382 | 0 | 2531.8898 | 142.0085 | 0 | 112.7279 | 0 | 0 | 155.7946 | 0 | 0 | 2531.8898 | 142.0085 | 0 | 112.7279 | 0 | 0 | 0.17476 | 0.21539
2018-10-18 09:00 | 10 | 9 | 5 | 1 | 0 | 0.38113 | 174.0113 | 174.0113 | 19.0566 | 16.2515 | 9.7834 | 12.9006 | 12.9006 | 2827.9367 | 19.0566 | 0 | 2518.24 | 309.6967 | 0 | 245.8407 | 0 | 0 | 154.9547 | 0 | 0 | 2518.24 | 309.6967 | 0 | 245.8407 | 0 | 0 | 0.38113 | 0.50086
2018-10-18 10:00 | 10 | 10 | 5 | 1 | 0 | 0.43075 | 176.5572 | 176.5572 | 21.5373 | 16.2515 | 9.7834 | 12.9006 | 12.9006 | 2869.3123 | 21.5373 | 0 | 2519.2998 | 350.0125 | 0 | 277.8438 | 0 | 0 | 155.0199 | 0 | 0 | 2519.2998 | 350.0125 | 0 | 277.8438 | 0 | 0 | 0.43075 | 0.62698
2018-10-18 11:00 | 10 | 11 | 5 | 1 | 1 | 0.42763 | 171.7451 | 171.7451 | 21.3813 | 16.2515 | 9.7834 | 12.9006 | 12.9006 | 2791.108 | 21.3813 | 0 | 2443.6299 | 347.4781 | 0 | 275.832 | 0 | 0 | 150.3637 | 0 | 0 | 2443.6299 | 347.4781 | 0 | 275.832 | 0 | 0 | 0.42763 | 0.69923
2018-10-18 12:00 | 10 | 12 | 5 | 1 | 1 | 0.64994 | 161.753 | 161.753 | 32.497 | 16.2515 | 9.7834 | 12.9006 | 12.9006 | 2628.7212 | 32.497 | 0 | 2100.5984 | 528.1228 | 0 | 419.2298 | 0 | 0 | 129.256 | 0 | 0 | 2100.5984 | 528.1228 | 0 | 419.2298 | 0 | 0 | 0.64994 | 0.71445
2018-10-18 13:00 | 10 | 13 | 5 | 1 | 1 | 0.49403 | 148.3333 | 148.3333 | 24.7014 | 16.2515 | 9.7834 | 12.9006 | 12.9006 | 2410.6327 | 24.7014 | 0 | 2009.1989 | 401.4337 | 0 | 318.6626 | 0 | 0 | 123.6319 | 0 | 0 | 2009.1989 | 401.4337 | 0 | 318.6626 | 0 | 0 | 0.49403 | 0.5675
2018-10-18 14:00 | 10 | 14 | 5 | 1 | 1 | 0.42637 | 131.6204 | 131.6204 | 21.3183 | 16.2515 | 9.7834 | 12.9006 | 12.9006 | 2139.0231 | 21.3183 | 0 | 1792.5697 | 346.4534 | 0 | 275.0186 | 0 | 0 | 110.3021 | 0 | 0 | 1792.5697 | 346.4534 | 0 | 275.0186 | 0 | 0 | 0.42637 | 0.49466
2018-10-18 15:00 | 10 | 15 | 5 | 1 | 1 | 0.28496 | 116.1244 | 116.1244 | 14.2478 | 16.2515 | 9.7834 | 12.9006 | 12.9006 | 1887.1899 | 14.2478 | 0 | 1655.6424 | 231.5475 | 0 | 183.805 | 0 | 0 | 101.8766 | 0 | 0 | 1655.6424 | 231.5475 | 0 | 183.805 | 0 | 0 | 0.28496 | 0.39013
2018-10-18 16:00 | 10 | 16 | 5 | 1 | 1 | 0.20839 | 100.1056 | 100.1056 | 10.4195 | 16.2515 | 9.7834 | 12.9006 | 12.9006 | 1626.8618 | 10.4195 | 0 | 1457.5298 | 169.3321 | 0 | 134.4177 | 0 | 0 | 89.6861 | 0 | 0 | 1457.5298 | 169.3321 | 0 | 134.4177 | 0 | 0 | 0.20839 | 0.14007
2018-10-18 17:00 | 10 | 17 | 5 | 1 | 1 | 0.0027476 | 89.5816 | 89.5816 | 0.13738 | 16.2515 | 9.7834 | 12.9006 | 12.9006 | 1455.8321 | 0.13738 | 0 | 1453.5994 | 2.2326 | 0 | 1.7723 | 0 | 0 | 89.4443 | 0 | 0 | 1453.5994 | 2.2326 | 0 | 1.7723 | 0 | 0 | 0.0027476 | 0.0048587
2018-10-18 18:00 | 10 | 18 | 5 | 1 | 1 | 0 | 98.4849 | 98.4849 | 0 | 16.2515 | 9.7834 | 12.9006 | 12.9006 | 1600.5238 | 0 | 0 | 1600.5238 | 0 | 0 | 0 | 0 | 0 | 98.4849 | 0 | 0 | 1600.5238 | 0 | 0 | 0 | 0 | 0 | 0 | 0
2018-10-18 19:00 | 10 | 19 | 5 | 1 | 0 | 0 | 91.9451 | 91.9451 | 0 | 16.2515 | 9.7834 | 12.9006 | 12.9006 | 1494.2416 | 0 | 0 | 1494.2416 | 0 | 0 | 0 | 0 | 0 | 91.9451 | 0 | 0 | 1494.2416 | 0 | 0 | 0 | 0 | 0 | 0 | 0
2018-10-18 20:00 | 10 | 20 | 5 | 1 | 0 | 0 | 81.191 | 81.191 | 0 | 16.2515 | 9.7834 | 12.9006 | 12.9006 | 1319.4719 | 0 | 0 | 1319.4719 | 0 | 0 | 0 | 0 | 0 | 81.191 | 0 | 0 | 1319.4719 | 0 | 0 | 0 | 0 | 0 | 0 | 0
2018-10-18 21:00 | 10 | 21 | 5 | 1 | 0 | 0 | 75.026 | 75.026 | 0 | 16.2515 | 9.7834 | 12.9006 | 12.9006 | 1219.2822 | 0 | 0 | 1219.2822 | 0 | 0 | 0 | 0 | 0 | 75.026 | 0 | 0 | 1219.2822 | 0 | 0 | 0 | 0 | 0 | 0 | 0
2018-10-18 22:00 | 10 | 22 | 5 | 1 | 0 | 0 | 72.273 | 72.273 | 0 | 16.2515 | 9.7834 | 12.9006 | 12.9006 | 1174.5416 | 0 | 0 | 1174.5416 | 0 | 0 | 0 | 0 | 0 | 72.273 | 0 | 0 | 1174.5416 | 0 | 0 | 0 | 0 | 0 | 0 | 0
2018-10-18 23:00 | 10 | 23 | 5 | 1 | 0 | 0 | 72.6629 | 72.6629 | 0 | 16.2515 | 9.7834 | 12.9006 | 12.9006 | 1180.8787 | 0 | 0 | 1180.8787 | 0 | 0 | 0 | 0 | 0 | 72.6629 | 0 | 0 | 1180.8787 | 0 | 0 | 0 | 0 | 0 | 0 | 0
2018-10-19 | 10 | 0 | 6 | 1 | 0 | 0 | 72.9259 | 72.9259 | 0 | 16.2515 | 9.7834 | 12.9006 | 12.9006 | 1185.1529 | 0 | 0 | 1185.1529 | 0 | 0 | 0 | 0 | 0 | 72.9259 | 0 | 0 | 1185.1529 | 0 | 0 | 0 | 0 | 0 | 0 | 0
2018-10-19 01:00 | 10 | 1 | 6 | 1 | 0 | 0 | 73.5877 | 73.5877 | 0 | 16.2515 | 9.7834 | 12.9006 | 12.9006 | 1195.9069 | 0 | 0 | 1195.9069 | 0 | 0 | 0 | 0 | 0 | 73.5877 | 0 | 0 | 1195.9069 | 0 | 0 | 0 | 0 | 0 | 0 | 0
2018-10-19 02:00 | 10 | 2 | 6 | 1 | 0 | 0 | 75.657 | 75.657 | 0 | 16.2515 | 9.7834 | 12.9006 | 12.9006 | 1229.5357 | 0 | 0 | 1229.5357 | 0 | 0 | 0 | 0 | 0 | 75.657 | 0 | 0 | 1229.5357 | 0 | 0 | 0 | 0 | 0 | 0 | 0
2018-10-19 03:00 | 10 | 3 | 6 | 1 | 0 | 0 | 83.3174 | 83.3174 | 0 | 16.2515 | 9.7834 | 12.9006 | 12.9006 | 1354.0298 | 0 | 0 | 1354.0298 | 0 | 0 | 0 | 0 | 0 | 83.3174 | 0 | 0 | 1354.0298 | 0 | 0 | 0 | 0 | 0 | 0 | 0
2018-10-19 04:00 | 10 | 4 | 6 | 1 | 0 | 0 | 96.7326 | 96.7326 | 0 | 16.2515 | 9.7834 | 12.9006 | 12.9006 | 1572.046 | 0 | 0 | 1572.046 | 0 | 0 | 0 | 0 | 0 | 96.7326 | 0 | 0 | 1572.046 | 0 | 0 | 0 | 0 | 0 | 0 | 0
2018-10-19 05:00 | 10 | 5 | 6 | 1 | 0 | 0 | 129.4357 | 129.4357 | 0 | 16.2515 | 9.7834 | 12.9006 | 12.9006 | 2103.5183 | 0 | 0 | 2103.5183 | 0 | 0 | 0 | 0 | 0 | 129.4357 | 0 | 0 | 2103.5183 | 0 | 0 | 0 | 0 | 0 | 0 | 0
2018-10-19 06:00 | 10 | 6 | 6 | 1 | 0 | 0 | 149.9801 | 149.9801 | 0 | 16.2515 | 9.7834 | 12.9006 | 12.9006 | 2437.3958 | 0 | 0 | 2437.3958 | 0 | 0 | 0 | 0 | 0 | 149.9801 | 0 | 0 | 2437.3958 | 0 | 0 | 0 | 0 | 0 | 0 | 0
2018-10-19 07:00 | 10 | 7 | 6 | 1 | 0 | 0.0028285 | 148.55 | 148.55 | 0.14143 | 16.2515 | 9.7834 | 12.9006 | 12.9006 | 2414.154 | 0.14143 | 0 | 2411.8557 | 2.2984 | 0 | 1.8245 | 0 | 0 | 148.4086 | 0 | 0 | 2411.8557 | 2.2984 | 0 | 1.8245 | 0 | 0 | 0.0028285 | 0.014919
2018-10-19 08:00 | 10 | 8 | 6 | 1 | 0 | 0.067403 | 161.321 | 161.321 | 3.3702 | 16.2515 | 9.7834 | 12.9006 | 12.9006 | 2621.7018 | 3.3702 | 0 | 2566.9316 | 54.7702 | 0 | 43.4772 | 0 | 0 | 157.9509 | 0 | 0 | 2566.9316 | 54.7702 | 0 | 43.4772 | 0 | 0 | 0.067403 | 0.080834
2018-10-19 09:00 | 10 | 9 | 6 | 1 | 0 | 0.023466 | 170.5224 | 170.5224 | 1.1733 | 16.2515 | 9.7834 | 12.9006 | 12.9006 | 2771.2377 | 1.1733 | 0 | 2752.1698 | 19.068 | 0 | 15.1364 | 0 | 0 | 169.3491 | 0 | 0 | 2752.1698 | 19.068 | 0 | 15.1364 | 0 | 0 | 0.023466 | 0.07136
2018-10-19 10:00 | 10 | 10 | 6 | 1 | 0 | 0.22039 | 174.5957 | 174.5957 | 11.0197 | 16.2515 | 9.7834 | 12.9006 | 12.9006 | 2837.4337 | 11.0197 | 0 | 2658.3483 | 179.0854 | 0 | 142.16 | 0 | 0 | 163.576 | 0 | 0 | 2658.3483 | 179.0854 | 0 | 142.16 | 0 | 0 | 0.22039 | 0.13068
2018-10-19 11:00 | 10 | 11 | 6 | 1 | 1 | 0.061918 | 172.3083 | 172.3083 | 3.0959 | 16.2515 | 9.7834 | 12.9006 | 12.9006 | 2800.2604 | 3.0959 | 0 | 2749.9474 | 50.313 | 0 | 39.9391 | 0 | 0 | 169.2124 | 0 | 0 | 2749.9474 | 50.313 | 0 | 39.9391 | 0 | 0 | 0.061918 | 0.17059
2018-10-19 12:00 | 10 | 12 | 6 | 1 | 1 | 0.12791 | 162.5572 | 162.5572 | 6.3955 | 16.2515 | 9.7834 | 12.9006 | 12.9006 | 2641.7915 | 6.3955 | 0 | 2537.8553 | 103.9362 | 0 | 82.5057 | 0 | 0 | 156.1617 | 0 | 0 | 2537.8553 | 103.9362 | 0 | 82.5057 | 0 | 0 | 0.12791 | 0.16454
2018-10-19 13:00 | 10 | 13 | 6 | 1 | 1 | 0.13257 | 151.3488 | 151.3488 | 6.6283 | 16.2515 | 9.7834 | 12.9006 | 12.9006 | 2459.639 | 6.6283 | 0 | 2351.9194 | 107.7195 | 0 | 85.509 | 0 | 0 | 144.7205 | 0 | 0 | 2351.9194 | 107.7195 | 0 | 85.509 | 0 | 0 | 0.13257 | 0.37025
2018-10-19 14:00 | 10 | 14 | 6 | 1 | 1 | 0.1916 | 135.6405 | 135.6405 | 9.5799 | 16.2515 | 9.7834 | 12.9006 | 12.9006 | 2204.3561 | 9.5799 | 0 | 2048.6687 | 155.6873 | 0 | 123.5863 | 0 | 0 | 126.0606 | 0 | 0 | 2048.6687 | 155.6873 | 0 | 123.5863 | 0 | 0 | 0.1916 | 0.10805
2018-10-19 15:00 | 10 | 15 | 6 | 1 | 1 | 0.30404 | 119.3622 | 119.3622 | 15.2019 | 16.2515 | 9.7834 | 12.9006 | 12.9006 | 1939.81 | 15.2019 | 0 | 1692.757 | 247.053 | 0 | 196.1134 | 0 | 0 | 104.1603 | 0 | 0 | 1692.757 | 247.053 | 0 | 196.1134 | 0 | 0 | 0.30404 | 0.25132
2018-10-19 16:00 | 10 | 16 | 6 | 1 | 1 | 0.084998 | 101.9183 | 101.9183 | 4.2499 | 16.2515 | 9.7834 | 12.9006 | 12.9006 | 1656.3209 | 4.2499 | 0 | 1587.254 | 69.0669 | 0 | 54.8261 | 0 | 0 | 97.6684 | 0 | 0 | 1587.254 | 69.0669 | 0 | 54.8261 | 0 | 0 | 0.084998 | 0.19439
2018-10-19 17:00 | 10 | 17 | 6 | 1 | 1 | 0.012484 | 89.7295 | 89.7295 | 0.62419 | 16.2515 | 9.7834 | 12.9006 | 12.9006 | 1458.2345 | 0.62419 | 0 | 1448.0904 | 10.1441 | 0 | 8.0525 | 0 | 0 | 89.1053 | 0 | 0 | 1448.0904 | 10.1441 | 0 | 8.0525 | 0 | 0 | 0.012484 | 0.0095847
2018-10-19 18:00 | 10 | 18 | 6 | 1 | 1 | 0 | 95.5606 | 95.5606 | 0 | 16.2515 | 9.7834 | 12.9006 | 12.9006 | 1552.9991 | 0 | 0 | 1552.9991 | 0 | 0 | 0 | 0 | 0 | 95.5606 | 0 | 0 | 1552.9991 | 0 | 0 | 0 | 0 | 0 | 0 | 0
2018-10-19 19:00 | 10 | 19 | 6 | 1 | 0 | 0 | 90.4376 | 90.4376 | 0 | 16.2515 | 9.7834 | 12.9006 | 12.9006 | 1469.7429 | 0 | 0 | 1469.7429 | 0 | 0 | 0 | 0 | 0 | 90.4376 | 0 | 0 | 1469.7429 | 0 | 0 | 0 | 0 | 0 | 0 | 0
2018-10-19 20:00 | 10 | 20 | 6 | 1 | 0 | 0 | 79.7471 | 79.7471 | 0 | 16.2515 | 9.7834 | 12.9006 | 12.9006 | 1296.007 | 0 | 0 | 1296.007 | 0 | 0 | 0 | 0 | 0 | 79.7471 | 0 | 0 | 1296.007 | 0 | 0 | 0 | 0 | 0 | 0 | 0
2018-10-19 21:00 | 10 | 21 | 6 | 1 | 0 | 0 | 73.5787 | 73.5787 | 0 | 16.2515 | 9.7834 | 12.9006 | 12.9006 | 1195.7618 | 0 | 0 | 1195.7618 | 0 | 0 | 0 | 0 | 0 | 73.5787 | 0 | 0 | 1195.7618 | 0 | 0 | 0 | 0 | 0 | 0 | 0
2018-10-19 22:00 | 10 | 22 | 6 | 1 | 0 | 0 | 70.6127 | 70.6127 | 0 | 16.2515 | 9.7834 | 12.9006 | 12.9006 | 1147.5592 | 0 | 0 | 1147.5592 | 0 | 0 | 0 | 0 | 0 | 70.6127 | 0 | 0 | 1147.5592 | 0 | 0 | 0 | 0 | 0 | 0 | 0
2018-10-19 23:00 | 10 | 23 | 6 | 1 | 0 | 0 | 70.8848 | 70.8848 | 0 | 16.2515 | 9.7834 | 12.9006 | 12.9006 | 1151.9808 | 0 | 0 | 1151.9808 | 0 | 0 | 0 | 0 | 0 | 70.8848 | 0 | 0 | 1151.9808 | 0 | 0 | 0 | 0 | 0 | 0 | 0
2018-10-20 | 10 | 0 | 7 | 1 | 0 | 0 | 63.2035 | 63.2035 | 0 | 16.2515 | 9.7834 | 12.9006 | 12.9006 | 1027.1486 | 0 | 0 | 1027.1486 | 0 | 0 | 0 | 0 | 0 | 63.2035 | 0 | 0 | 1027.1486 | 0 | 0 | 0 | 0 | 0 | 0 | 0
2018-10-20 01:00 | 10 | 1 | 7 | 1 | 0 | 0 | 59.8999 | 59.8999 | 0 | 16.2515 | 9.7834 | 12.9006 | 12.9006 | 973.4601 | 0 | 0 | 973.4601 | 0 | 0 | 0 | 0 | 0 | 59.8999 | 0 | 0 | 973.4601 | 0 | 0 | 0 | 0 | 0 | 0 | 0
2018-10-20 02:00 | 10 | 2 | 7 | 1 | 0 | 0 | 59.8771 | 59.8771 | 0 | 16.2515 | 9.7834 | 12.9006 | 12.9006 | 973.0898 | 0 | 0 | 973.0898 | 0 | 0 | 0 | 0 | 0 | 59.8771 | 0 | 0 | 973.0898 | 0 | 0 | 0 | 0 | 0 | 0 | 0
2018-10-20 03:00 | 10 | 3 | 7 | 1 | 0 | 0 | 59.1885 | 59.1885 | 0 | 16.2515 | 9.7834 | 12.9006 | 12.9006 | 961.8998 | 0 | 0 | 961.8998 | 0 | 0 | 0 | 0 | 0 | 59.1885 | 0 | 0 | 961.8998 | 0 | 0 | 0 | 0 | 0 | 0 | 0
2018-10-20 04:00 | 10 | 4 | 7 | 1 | 0 | 0 | 58.9745 | 58.9745 | 0 | 16.2515 | 9.7834 | 12.9006 | 12.9006 | 958.421 | 0 | 0 | 958.421 | 0 | 0 | 0 | 0 | 0 | 58.9745 | 0 | 0 | 958.421 | 0 | 0 | 0 | 0 | 0 | 0 | 0
2018-10-20 05:00 | 10 | 5 | 7 | 1 | 0 | 0 | 74.025 | 74.025 | 0 | 16.2515 | 9.7834 | 12.9006 | 12.9006 | 1203.0141 | 0 | 0 | 1203.0141 | 0 | 0 | 0 | 0 | 0 | 74.025 | 0 | 0 | 1203.0141 | 0 | 0 | 0 | 0 | 0 | 0 | 0
2018-10-20 06:00 | 10 | 6 | 7 | 1 | 0 | 0 | 73.8739 | 73.8739 | 0 | 16.2515 | 9.7834 | 12.9006 | 12.9006 | 1200.5591 | 0 | 0 | 1200.5591 | 0 | 0 | 0 | 0 | 0 | 73.8739 | 0 | 0 | 1200.5591 | 0 | 0 | 0 | 0 | 0 | 0 | 0
2018-10-20 07:00 | 10 | 7 | 7 | 1 | 0 | 0.071668 | 53.3183 | 53.3183 | 3.5834 | 16.2515 | 9.7834 | 12.9006 | 12.9006 | 866.5007 | 3.5834 | 0 | 808.265 | 58.2357 | 0 | 46.2282 | 0 | 0 | 49.7349 | 0 | 0 | 808.265 | 58.2357 | 0 | 46.2282 | 0 | 0 | 0.071668 | 0.072364
2018-10-20 08:00 | 10 | 8 | 7 | 1 | 0 | 0.27717 | 49.3648 | 49.3648 | 13.8584 | 16.2515 | 9.7834 | 12.9006 | 12.9006 | 802.2494 | 13.8584 | 0 | 577.0294 | 225.22 | 0 | 178.7822 | 0 | 0 | 35.5063 | 0 | 0 | 577.0294 | 225.22 | 0 | 178.7822 | 0 | 0 | 0.27717 | 0.15371
2018-10-20 09:00 | 10 | 9 | 7 | 1 | 0 | 0.20824 | 49.3048 | 49.3048 | 10.4122 | 16.2515 | 9.7834 | 12.9006 | 12.9006 | 801.2747 | 10.4122 | 0 | 632.0613 | 169.2134 | 0 | 134.3235 | 0 | 0 | 38.8926 | 0 | 0 | 632.0613 | 169.2134 | 0 | 134.3235 | 0 | 0 | 0.20824 | 0.39011
2018-10-20 10:00 | 10 | 10 | 7 | 1 | 0 | 0.40642 | 51.9974 | 51.9974 | 20.3211 | 16.2515 | 9.7834 | 12.9006 | 12.9006 | 845.033 | 20.3211 | 0 | 514.7855 | 330.2475 | 0 | 262.1541 | 0 | 0 | 31.6763 | 0 | 0 | 514.7855 | 330.2475 | 0 | 262.1541 | 0 | 0 | 0.40642 | 0.61284
2018-10-20 11:00 | 10 | 11 | 7 | 1 | 1 | 0.46994 | 53.4731 | 53.4731 | 23.4971 | 16.2515 | 9.7834 | 12.9006 | 12.9006 | 869.0161 | 23.4971 | 0 | 487.1548 | 381.8613 | 0 | 303.1258 | 0 | 0 | 29.9761 | 0 | 0 | 487.1548 | 381.8613 | 0 | 303.1258 | 0 | 0 | 0.46994 | 0.68127
2018-10-20 12:00 | 10 | 12 | 7 | 1 | 1 | 0.63314 | 55.0881 | 55.0881 | 31.6568 | 16.2515 | 9.7834 | 12.9006 | 12.9006 | 895.2617 | 31.6568 | 0 | 380.7926 | 514.4691 | 0 | 408.3913 | 0 | 0 | 23.4313 | 0 | 0 | 380.7926 | 514.4691 | 0 | 408.3913 | 0 | 0 | 0.63314 | 0.69693
2018-10-20 13:00 | 10 | 13 | 7 | 1 | 1 | 0.59834 | 56.5546 | 56.5546 | 29.917 | 16.2515 | 9.7834 | 12.9006 | 12.9006 | 919.094 | 29.917 | 0 | 432.8984 | 486.1956 | 0 | 385.9475 | 0 | 0 | 26.6375 | 0 | 0 | 432.8984 | 486.1956 | 0 | 385.9475 | 0 | 0 | 0.59834 | 0.65544
2018-10-20 14:00 | 10 | 14 | 7 | 1 | 1 | 0.51253 | 58.4074 | 58.4074 | 25.6267 | 16.2515 | 9.7834 | 12.9006 | 12.9006 | 949.2055 | 25.6267 | 0 | 532.7343 | 416.4712 | 0 | 330.5995 | 0 | 0 | 32.7807 | 0 | 0 | 532.7343 | 416.4712 | 0 | 330.5995 | 0 | 0 | 0.51253 | 0.56346
2018-10-20 15:00 | 10 | 15 | 7 | 1 | 1 | 0.3818 | 57.466 | 57.466 | 19.0901 | 16.2515 | 9.7834 | 12.9006 | 12.9006 | 933.9063 | 19.0901 | 0 | 623.6652 | 310.2411 | 0 | 246.2729 | 0 | 0 | 38.376 | 0 | 0 | 623.6652 | 310.2411 | 0 | 246.2729 | 0 | 0 | 0.3818 | 0.41275
2018-10-20 16:00 | 10 | 16 | 7 | 1 | 1 | 0.19322 | 57.2824 | 57.2824 | 9.6612 | 16.2515 | 9.7834 | 12.9006 | 12.9006 | 930.9219 | 9.6612 | 0 | 773.9142 | 157.0078 | 0 | 124.6345 | 0 | 0 | 47.6212 | 0 | 0 | 773.9142 | 157.0078 | 0 | 124.6345 | 0 | 0 | 0.19322 | 0.20417
2018-10-20 17:00 | 10 | 17 | 7 | 1 | 1 | 0.010001 | 60.933 | 60.933 | 0.50006 | 16.2515 | 9.7834 | 12.9006 | 12.9006 | 990.2506 | 0.50006 | 0 | 982.1239 | 8.1266 | 0 | 6.451 | 0 | 0 | 60.433 | 0 | 0 | 982.1239 | 8.1266 | 0 | 6.451 | 0 | 0 | 0.010001 | 0.005355
2018-10-20 18:00 | 10 | 18 | 7 | 1 | 1 | 0 | 77.565 | 77.565 | 0 | 16.2515 | 9.7834 | 12.9006 | 12.9006 | 1260.5439 | 0 | 0 | 1260.5439 | 0 | 0 | 0 | 0 | 0 | 77.565 | 0 | 0 | 1260.5439 | 0 | 0 | 0 | 0 | 0 | 0 | 0
2018-10-20 19:00 | 10 | 19 | 7 | 1 | 0 | 0 | 79.1543 | 79.1543 | 0 | 16.2515 | 9.7834 | 12.9006 | 12.9006 | 1286.3727 | 0 | 0 | 1286.3727 | 0 | 0 | 0 | 0 | 0 | 79.1543 | 0 | 0 | 1286.3727 | 0 | 0 | 0 | 0 | 0 | 0 | 0
2018-10-20 20:00 | 10 | 20 | 7 | 1 | 0 | 0 | 72.4785 | 72.4785 | 0 | 16.2515 | 9.7834 | 12.9006 | 12.9006 | 1177.8813 | 0 | 0 | 1177.8813 | 0 | 0 | 0 | 0 | 0 | 72.4785 | 0 | 0 | 1177.8813 | 0 | 0 | 0 | 0 | 0 | 0 | 0
2018-10-20 21:00 | 10 | 21 | 7 | 1 | 0 | 0 | 68.0901 | 68.0901 | 0 | 16.2515 | 9.7834 | 12.9006 | 12.9006 | 1106.5638 | 0 | 0 | 1106.5638 | 0 | 0 | 0 | 0 | 0 | 68.0901 | 0 | 0 | 1106.5638 | 0 | 0 | 0 | 0 | 0 | 0 | 0
2018-10-20 22:00 | 10 | 22 | 7 | 1 | 0 | 0 | 66.3308 | 66.3308 | 0 | 16.2515 | 9.7834 | 12.9006 | 12.9006 | 1077.9726 | 0 | 0 | 1077.9726 | 0 | 0 | 0 | 0 | 0 | 66.3308 | 0 | 0 | 1077.9726 | 0 | 0 | 0 | 0 | 0 | 0 | 0
2018-10-20 23:00 | 10 | 23 | 7 | 1 | 0 | 0 | 63.6144 | 63.6144 | 0 | 16.2515 | 9.7834 | 12.9006 | 12.9006 | 1033.8274 | 0 | 0 | 1033.8274 | 0 | 0 | 0 | 0 | 0 | 63.6144 | 0 | 0 | 1033.8274 | 0 | 0 | 0 | 0 | 0 | 0 | 0
2018-10-21 | 10 | 0 | 1 | 1 | 0 | 0 | 58.3213 | 58.3213 | 0 | 16.2515 | 9.7834 | 12.9006 | 12.9006 | 947.8064 | 0 | 0 | 947.8064 | 0 | 0 | 0 | 0 | 0 | 58.3213 | 0 | 0 | 947.8064 | 0 | 0 | 0 | 0 | 0 | 0 | 0
2018-10-21 01:00 | 10 | 1 | 1 | 1 | 0 | 0 | 57.7598 | 57.7598 | 0 | 16.2515 | 9.7834 | 12.9006 | 12.9006 | 938.6804 | 0 | 0 | 938.6804 | 0 | 0 | 0 | 0 | 0 | 57.7598 | 0 | 0 | 938.6804 | 0 | 0 | 0 | 0 | 0 | 0 | 0
2018-10-21 02:00 | 10 | 2 | 1 | 1 | 0 | 0 | 56.6755 | 56.6755 | 0 | 16.2515 | 9.7834 | 12.9006 | 12.9006 | 921.0598 | 0 | 0 | 921.0598 | 0 | 0 | 0 | 0 | 0 | 56.6755 | 0 | 0 | 921.0598 | 0 | 0 | 0 | 0 | 0 | 0 | 0
2018-10-21 03:00 | 10 | 3 | 1 | 1 | 0 | 0 | 56.838 | 56.838 | 0 | 16.2515 | 9.7834 | 12.9006 | 12.9006 | 923.7005 | 0 | 0 | 923.7005 | 0 | 0 | 0 | 0 | 0 | 56.838 | 0 | 0 | 923.7005 | 0 | 0 | 0 | 0 | 0 | 0 | 0
2018-10-21 04:00 | 10 | 4 | 1 | 1 | 0 | 0 | 56.8319 | 56.8319 | 0 | 16.2515 | 9.7834 | 12.9006 | 12.9006 | 923.6008 | 0 | 0 | 923.6008 | 0 | 0 | 0 | 0 | 0 | 56.8319 | 0 | 0 | 923.6008 | 0 | 0 | 0 | 0 | 0 | 0 | 0
2018-10-21 05:00 | 10 | 5 | 1 | 1 | 0 | 0 | 74.7406 | 74.7406 | 0 | 16.2515 | 9.7834 | 12.9006 | 12.9006 | 1214.6434 | 0 | 0 | 1214.6434 | 0 | 0 | 0 | 0 | 0 | 74.7406 | 0 | 0 | 1214.6434 | 0 | 0 | 0 | 0 | 0 | 0 | 0
2018-10-21 06:00 | 10 | 6 | 1 | 1 | 0 | 0 | 71.339 | 71.339 | 0 | 16.2515 | 9.7834 | 12.9006 | 12.9006 | 1159.3621 | 0 | 0 | 1159.3621 | 0 | 0 | 0 | 0 | 0 | 71.339 | 0 | 0 | 1159.3621 | 0 | 0 | 0 | 0 | 0 | 0 | 0
2018-10-21 07:00 | 10 | 7 | 1 | 1 | 0 | 0.0093288 | 52.6432 | 52.6432 | 0.46644 | 16.2515 | 9.7834 | 12.9006 | 12.9006 | 855.529 | 0.46644 | 0 | 847.9487 | 7.5803 | 0 | 6.0173 | 0 | 0 | 52.1768 | 0 | 0 | 847.9487 | 7.5803 | 0 | 6.0173 | 0 | 0 | 0.0093288 | 0.015994
2018-10-21 08:00 | 10 | 8 | 1 | 1 | 0 | 0.073377 | 48.1019 | 48.1019 | 3.6688 | 16.2515 | 9.7834 | 12.9006 | 12.9006 | 781.7252 | 3.6688 | 0 | 722.1011 | 59.6241 | 0 | 47.3303 | 0 | 0 | 44.433 | 0 | 0 | 722.1011 | 59.6241 | 0 | 47.3303 | 0 | 0 | 0.073377 | 0.093045
2018-10-21 09:00 | 10 | 9 | 1 | 1 | 0 | 0.27053 | 47.4487 | 47.4487 | 13.5267 | 16.2515 | 9.7834 | 12.9006 | 12.9006 | 771.1109 | 13.5267 | 0 | 551.2823 | 219.8286 | 0 | 174.5024 | 0 | 0 | 33.922 | 0 | 0 | 551.2823 | 219.8286 | 0 | 174.5024 | 0 | 0 | 0.27053 | 0.24341
2018-10-21 10:00 | 10 | 10 | 1 | 1 | 0 | 0.20706 | 47.8598 | 47.8598 | 10.353 | 16.2515 | 9.7834 | 12.9006 | 12.9006 | 777.7922 | 10.353 | 0 | 609.5409 | 168.2513 | 0 | 133.5598 | 0 | 0 | 37.5068 | 0 | 0 | 609.5409 | 168.2513 | 0 | 133.5598 | 0 | 0 | 0.20706 | 0.25952
2018-10-21 11:00 | 10 | 11 | 1 | 1 | 1 | 0.27386 | 45.6573 | 45.6573 | 13.6928 | 16.2515 | 9.7834 | 12.9006 | 12.9006 | 741.9975 | 13.6928 | 0 | 519.4704 | 222.5271 | 0 | 176.6445 | 0 | 0 | 31.9645 | 0 | 0 | 519.4704 | 222.5271 | 0 | 176.6445 | 0 | 0 | 0.27386 | 0.23653
2018-10-21 12:00 | 10 | 12 | 1 | 1 | 1 | 0.18287 | 45.9544 | 45.9544 | 9.1434 | 16.2515 | 9.7834 | 12.9006 | 12.9006 | 746.8261 | 9.1434 | 0 | 598.2317 | 148.5944 | 0 | 117.9559 | 0 | 0 | 36.811 | 0 | 0 | 598.2317 | 148.5944 | 0 | 117.9559 | 0 | 0 | 0.18287 | 0.22218
2018-10-21 13:00 | 10 | 13 | 1 | 1 | 1 | 0.28328 | 46.1028 | 46.1028 | 14.1642 | 16.2515 | 9.7834 | 12.9006 | 12.9006 | 749.2377 | 14.1642 | 0 | 519.0489 | 230.1889 | 0 | 182.7265 | 0 | 0 | 31.9386 | 0 | 0 | 519.0489 | 230.1889 | 0 | 182.7265 | 0 | 0 | 0.28328 | 0.37506
2018-10-21 14:00 | 10 | 14 | 1 | 1 | 1 | 0.31994 | 45.5621 | 45.5621 | 15.997 | 16.2515 | 9.7834 | 12.9006 | 12.9006 | 740.4499 | 15.997 | 0 | 480.4753 | 259.9745 | 0 | 206.3707 | 0 | 0 | 29.5651 | 0 | 0 | 480.4753 | 259.9745 | 0 | 206.3707 | 0 | 0 | 0.31994 | 0.41597
2018-10-21 15:00 | 10 | 15 | 1 | 1 | 1 | 0.30051 | 47.4168 | 47.4168 | 15.0253 | 16.2515 | 9.7834 | 12.9006 | 12.9006 | 770.5914 | 15.0253 | 0 | 526.4084 | 244.183 | 0 | 193.8352 | 0 | 0 | 32.3915 | 0 | 0 | 526.4084 | 244.183 | 0 | 193.8352 | 0 | 0 | 0.30051 | 0.37219
2018-10-21 16:00 | 10 | 16 | 1 | 1 | 1 | 0.1873 | 47.9652 | 47.9652 | 9.3649 | 16.2515 | 9.7834 | 12.9006 | 12.9006 | 779.5048 | 9.3649 | 0 | 627.3116 | 152.1933 | 0 | 120.8127 | 0 | 0 | 38.6003 | 0 | 0 | 627.3116 | 152.1933 | 0 | 120.8127 | 0 | 0 | 0.1873 | 0.19421
2018-10-21 17:00 | 10 | 17 | 1 | 1 | 1 | 0.010226 | 50.597 | 50.597 | 0.51128 | 16.2515 | 9.7834 | 12.9006 | 12.9006 | 822.2754 | 0.51128 | 0 | 813.9663 | 8.3091 | 0 | 6.5959 | 0 | 0 | 50.0857 | 0 | 0 | 813.9663 | 8.3091 | 0 | 6.5959 | 0 | 0 | 0.010226 | 0.006223
2018-10-21 18:00 | 10 | 18 | 1 | 1 | 1 | 0 | 67.6038 | 67.6038 | 0 | 16.2515 | 9.7834 | 12.9006 | 12.9006 | 1098.66 | 0 | 0 | 1098.66 | 0 | 0 | 0 | 0 | 0 | 67.6038 | 0 | 0 | 1098.66 | 0 | 0 | 0 | 0 | 0 | 0 | 0
2018-10-21 19:00 | 10 | 19 | 1 | 1 | 0 | 0 | 68.2884 | 68.2884 | 0 | 16.2515 | 9.7834 | 12.9006 | 12.9006 | 1109.7855 | 0 | 0 | 1109.7855 | 0 | 0 | 0 | 0 | 0 | 68.2884 | 0 | 0 | 1109.7855 | 0 | 0 | 0 | 0 | 0 | 0 | 0
2018-10-21 20:00 | 10 | 20 | 1 | 1 | 0 | 0 | 61.3284 | 61.3284 | 0 | 16.2515 | 9.7834 | 12.9006 | 12.9006 | 996.6756 | 0 | 0 | 996.6756 | 0 | 0 | 0 | 0 | 0 | 61.3284 | 0 | 0 | 996.6756 | 0 | 0 | 0 | 0 | 0 | 0 | 0
2018-10-21 21:00 | 10 | 21 | 1 | 1 | 0 | 0 | 59.1261 | 59.1261 | 0 | 16.2515 | 9.7834 | 12.9006 | 12.9006 | 960.8851 | 0 | 0 | 960.8851 | 0 | 0 | 0 | 0 | 0 | 59.1261 | 0 | 0 | 960.8851 | 0 | 0 | 0 | 0 | 0 | 0 | 0
2018-10-21 22:00 | 10 | 22 | 1 | 1 | 0 | 0 | 59.4245 | 59.4245 | 0 | 16.2515 | 9.7834 | 12.9006 | 12.9006 | 965.7354 | 0 | 0 | 965.7354 | 0 | 0 | 0 | 0 | 0 | 59.4245 | 0 | 0 | 965.7354 | 0 | 0 | 0 | 0 | 0 | 0 | 0
2018-10-21 23:00 | 10 | 23 | 1 | 1 | 0 | 0 | 58.2704 | 58.2704 | 0 | 16.2515 | 9.7834 | 12.9006 | 12.9006 | 946.9795 | 0 | 0 | 946.9795 | 0 | 0 | 0 | 0 | 0 | 58.2704 | 0 | 0 | 946.9795 | 0 | 0 | 0 | 0 | 0 | 0 | 0
2018-10-22 | 10 | 0 | 2 | 1 | 0 | 0 | 70.5078 | 70.5078 | 0 | 16.2515 | 9.7834 | 12.9006 | 12.9006 | 1145.8538 | 0 | 0 | 1145.8538 | 0 | 0 | 0 | 0 | 0 | 70.5078 | 0 | 0 | 1145.8538 | 0 | 0 | 0 | 0 | 0 | 0 | 0
2018-10-22 01:00 | 10 | 1 | 2 | 1 | 0 | 0 | 75.3098 | 75.3098 | 0 | 16.2515 | 9.7834 | 12.9006 | 12.9006 | 1223.8942 | 0 | 0 | 1223.8942 | 0 | 0 | 0 | 0 | 0 | 75.3098 | 0 | 0 | 1223.8942 | 0 | 0 | 0 | 0 | 0 | 0 | 0
2018-10-22 02:00 | 10 | 2 | 2 | 1 | 0 | 0 | 77.3964 | 77.3964 | 0 | 16.2515 | 9.7834 | 12.9006 | 12.9006 | 1257.8037 | 0 | 0 | 1257.8037 | 0 | 0 | 0 | 0 | 0 | 77.3964 | 0 | 0 | 1257.8037 | 0 | 0 | 0 | 0 | 0 | 0 | 0
2018-10-22 03:00 | 10 | 3 | 2 | 1 | 0 | 0 | 84.3391 | 84.3391 | 0 | 16.2515 | 9.7834 | 12.9006 | 12.9006 | 1370.6328 | 0 | 0 | 1370.6328 | 0 | 0 | 0 | 0 | 0 | 84.3391 | 0 | 0 | 1370.6328 | 0 | 0 | 0 | 0 | 0 | 0 | 0
2018-10-22 04:00 | 10 | 4 | 2 | 1 | 0 | 0 | 97.1825 | 97.1825 | 0 | 16.2515 | 9.7834 | 12.9006 | 12.9006 | 1579.3579 | 0 | 0 | 1579.3579 | 0 | 0 | 0 | 0 | 0 | 97.1825 | 0 | 0 | 1579.3579 | 0 | 0 | 0 | 0 | 0 | 0 | 0
2018-10-22 05:00 | 10 | 5 | 2 | 1 | 0 | 0 | 128.3674 | 128.3674 | 0 | 16.2515 | 9.7834 | 12.9006 | 12.9006 | 2086.1565 | 0 | 0 | 2086.1565 | 0 | 0 | 0 | 0 | 0 | 128.3674 | 0 | 0 | 2086.1565 | 0 | 0 | 0 | 0 | 0 | 0 | 0
2018-10-22 06:00 | 10 | 6 | 2 | 1 | 0 | 0 | 148.5215 | 148.5215 | 0 | 16.2515 | 9.7834 | 12.9006 | 12.9006 | 2413.6913 | 0 | 0 | 2413.6913 | 0 | 0 | 0 | 0 | 0 | 148.5215 | 0 | 0 | 2413.6913 | 0 | 0 | 0 | 0 | 0 | 0 | 0
2018-10-22 07:00 | 10 | 7 | 2 | 1 | 0 | 0.057534 | 148.5291 | 148.5291 | 2.8767 | 16.2515 | 9.7834 | 12.9006 | 12.9006 | 2413.8143 | 2.8767 | 0 | 2367.0639 | 46.7504 | 0 | 37.111 | 0 | 0 | 145.6524 | 0 | 0 | 2367.0639 | 46.7504 | 0 | 37.111 | 0 | 0 | 0.057534 | 0.054988
2018-10-22 08:00 | 10 | 8 | 2 | 1 | 0 | 0.24921 | 159.5694 | 159.5694 | 12.4604 | 16.2515 | 9.7834 | 12.9006 | 12.9006 | 2593.2355 | 12.4604 | 0 | 2390.7367 | 202.4988 | 0 | 160.7458 | 0 | 0 | 147.1091 | 0 | 0 | 2390.7367 | 202.4988 | 0 | 160.7458 | 0 | 0 | 0.24921 | 0.18301
2018-10-22 09:00 | 10 | 9 | 2 | 1 | 0 | 0.41203 | 168.7645 | 168.7645 | 20.6016 | 16.2515 | 9.7834 | 12.9006 | 12.9006 | 2742.6685 | 20.6016 | 0 | 2407.8625 | 334.806 | 0 | 265.7728 | 0 | 0 | 148.1629 | 0 | 0 | 2407.8625 | 334.806 | 0 | 265.7728 | 0 | 0 | 0.41203 | 0.43888
2018-10-22 10:00 | 10 | 10 | 2 | 1 | 0 | 0.5201 | 172.8511 | 172.8511 | 26.0052 | 16.2515 | 9.7834 | 12.9006 | 12.9006 | 2809.0824 | 26.0052 | 0 | 2386.46 | 422.6224 | 0 | 335.4824 | 0 | 0 | 146.8459 | 0 | 0 | 2386.46 | 422.6224 | 0 | 335.4824 | 0 | 0 | 0.5201 | 0.5623
2018-10-22 11:00 | 10 | 11 | 2 | 1 | 1 | 0.50149 | 170.0344 | 170.0344 | 25.0744 | 16.2515 | 9.7834 | 12.9006 | 12.9006 | 2763.307 | 25.0744 | 0 | 2355.8115 | 407.4955 | 0 | 323.4745 | 0 | 0 | 144.96 | 0 | 0 | 2355.8115 | 407.4955 | 0 | 323.4745 | 0 | 0 | 0.50149 | 0.45105
2018-10-22 12:00 | 10 | 12 | 2 | 1 | 1 | 0.3755 | 160.516 | 160.516 | 18.7749 | 16.2515 | 9.7834 | 12.9006 | 12.9006 | 2608.6185 | 18.7749 | 0 | 2303.499 | 305.1195 | 0 | 242.2072 | 0 | 0 | 141.7411 | 0 | 0 | 2303.499 | 305.1195 | 0 | 242.2072 | 0 | 0 | 0.3755 | 0.49546
2018-10-22 13:00 | 10 | 13 | 2 | 1 | 1 | 0.44837 | 147.7206 | 147.7206 | 22.4183 | 16.2515 | 9.7834 | 12.9006 | 12.9006 | 2400.6754 | 22.4183 | 0 | 2036.3454 | 364.33 | 0 | 289.2093 | 0 | 0 | 125.3023 | 0 | 0 | 2036.3454 | 364.33 | 0 | 289.2093 | 0 | 0 | 0.44837 | 0.44658
2018-10-22 14:00 | 10 | 14 | 2 | 1 | 1 | 0.32053 | 130.9879 | 130.9879 | 16.0265 | 16.2515 | 9.7834 | 12.9006 | 12.9006 | 2128.7446 | 16.0265 | 0 | 1868.2914 | 260.4532 | 0 | 206.7506 | 0 | 0 | 114.9615 | 0 | 0 | 1868.2914 | 260.4532 | 0 | 206.7506 | 0 | 0 | 0.32053 | 0.36108
2018-10-22 15:00 | 10 | 15 | 2 | 1 | 1 | 0.12002 | 115.5963 | 115.5963 | 6.001 | 16.2515 | 9.7834 | 12.9006 | 12.9006 | 1878.6084 | 6.001 | 0 | 1781.0842 | 97.5242 | 0 | 77.4158 | 0 | 0 | 109.5954 | 0 | 0 | 1781.0842 | 97.5242 | 0 | 77.4158 | 0 | 0 | 0.12002 | 0.21588
2018-10-22 16:00 | 10 | 16 | 2 | 1 | 1 | 0.040671 | 99.0364 | 99.0364 | 2.0336 | 16.2515 | 9.7834 | 12.9006 | 12.9006 | 1609.4855 | 2.0336 | 0 | 1576.4371 | 33.0484 | 0 | 26.2342 | 0 | 0 | 97.0028 | 0 | 0 | 1576.4371 | 33.0484 | 0 | 26.2342 | 0 | 0 | 0.040671 | 0.047212
2018-10-22 17:00 | 10 | 17 | 2 | 1 | 1 | 0 | 90.0977 | 90.0977 | 0 | 16.2515 | 9.7834 | 12.9006 | 12.9006 | 1464.2195 | 0 | 0 | 1464.2195 | 0 | 0 | 0 | 0 | 0 | 90.0977 | 0 | 0 | 1464.2195 | 0 | 0 | 0 | 0 | 0 | 0 | 0
2018-10-22 18:00 | 10 | 18 | 2 | 1 | 1 | 0 | 97.4136 | 97.4136 | 0 | 16.2515 | 9.7834 | 12.9006 | 12.9006 | 1583.1122 | 0 | 0 | 1583.1122 | 0 | 0 | 0 | 0 | 0 | 97.4136 | 0 | 0 | 1583.1122 | 0 | 0 | 0 | 0 | 0 | 0 | 0
2018-10-22 19:00 | 10 | 19 | 2 | 1 | 0 | 0 | 91.7984 | 91.7984 | 0 | 16.2515 | 9.7834 | 12.9006 | 12.9006 | 1491.8582 | 0 | 0 | 1491.8582 | 0 | 0 | 0 | 0 | 0 | 91.7984 | 0 | 0 | 1491.8582 | 0 | 0 | 0 | 0 | 0 | 0 | 0
2018-10-22 20:00 | 10 | 20 | 2 | 1 | 0 | 0 | 80.5228 | 80.5228 | 0 | 16.2515 | 9.7834 | 12.9006 | 12.9006 | 1308.6125 | 0 | 0 | 1308.6125 | 0 | 0 | 0 | 0 | 0 | 80.5228 | 0 | 0 | 1308.6125 | 0 | 0 | 0 | 0 | 0 | 0 | 0
2018-10-22 21:00 | 10 | 21 | 2 | 1 | 0 | 0 | 74.7012 | 74.7012 | 0 | 16.2515 | 9.7834 | 12.9006 | 12.9006 | 1214.0026 | 0 | 0 | 1214.0026 | 0 | 0 | 0 | 0 | 0 | 74.7012 | 0 | 0 | 1214.0026 | 0 | 0 | 0 | 0 | 0 | 0 | 0
2018-10-22 22:00 | 10 | 22 | 2 | 1 | 0 | 0 | 71.9036 | 71.9036 | 0 | 16.2515 | 9.7834 | 12.9006 | 12.9006 | 1168.5379 | 0 | 0 | 1168.5379 | 0 | 0 | 0 | 0 | 0 | 71.9036 | 0 | 0 | 1168.5379 | 0 | 0 | 0 | 0 | 0 | 0 | 0
2018-10-22 23:00 | 10 | 23 | 2 | 1 | 0 | 0 | 72.2491 | 72.2491 | 0 | 16.2515 | 9.7834 | 12.9006 | 12.9006 | 1174.1534 | 0 | 0 | 1174.1534 | 0 | 0 | 0 | 0 | 0 | 72.2491 | 0 | 0 | 1174.1534 | 0 | 0 | 0 | 0 | 0 | 0 | 0
2018-10-23 | 10 | 0 | 3 | 1 | 0 | 0 | 72.867 | 72.867 | 0 | 16.2515 | 9.7834 | 12.9006 | 12.9006 | 1184.1948 | 0 | 0 | 1184.1948 | 0 | 0 | 0 | 0 | 0 | 72.867 | 0 | 0 | 1184.1948 | 0 | 0 | 0 | 0 | 0 | 0 | 0
2018-10-23 01:00 | 10 | 1 | 3 | 1 | 0 | 0 | 73.5212 | 73.5212 | 0 | 16.2515 | 9.7834 | 12.9006 | 12.9006 | 1194.8268 | 0 | 0 | 1194.8268 | 0 | 0 | 0 | 0 | 0 | 73.5212 | 0 | 0 | 1194.8268 | 0 | 0 | 0 | 0 | 0 | 0 | 0
2018-10-23 02:00 | 10 | 2 | 3 | 1 | 0 | 0 | 75.8843 | 75.8843 | 0 | 16.2515 | 9.7834 | 12.9006 | 12.9006 | 1233.2297 | 0 | 0 | 1233.2297 | 0 | 0 | 0 | 0 | 0 | 75.8843 | 0 | 0 | 1233.2297 | 0 | 0 | 0 | 0 | 0 | 0 | 0
2018-10-23 03:00 | 10 | 3 | 3 | 1 | 0 | 0 | 83.4563 | 83.4563 | 0 | 16.2515 | 9.7834 | 12.9006 | 12.9006 | 1356.2866 | 0 | 0 | 1356.2866 | 0 | 0 | 0 | 0 | 0 | 83.4563 | 0 | 0 | 1356.2866 | 0 | 0 | 0 | 0 | 0 | 0 | 0
2018-10-23 04:00 | 10 | 4 | 3 | 1 | 0 | 0 | 96.6934 | 96.6934 | 0 | 16.2515 | 9.7834 | 12.9006 | 12.9006 | 1571.4089 | 0 | 0 | 1571.4089 | 0 | 0 | 0 | 0 | 0 | 96.6934 | 0 | 0 | 1571.4089 | 0 | 0 | 0 | 0 | 0 | 0 | 0
2018-10-23 05:00 | 10 | 5 | 3 | 1 | 0 | 0 | 128.9502 | 128.9502 | 0 | 16.2515 | 9.7834 | 12.9006 | 12.9006 | 2095.6282 | 0 | 0 | 2095.6282 | 0 | 0 | 0 | 0 | 0 | 128.9502 | 0 | 0 | 2095.6282 | 0 | 0 | 0 | 0 | 0 | 0 | 0
2018-10-23 06:00 | 10 | 6 | 3 | 1 | 0 | 0 | 147.8039 | 147.8039 | 0 | 16.2515 | 9.7834 | 12.9006 | 12.9006 | 2402.0288 | 0 | 0 | 2402.0288 | 0 | 0 | 0 | 0 | 0 | 147.8039 | 0 | 0 | 2402.0288 | 0 | 0 | 0 | 0 | 0 | 0 | 0
2018-10-23 07:00 | 10 | 7 | 3 | 1 | 0 | 0.0021613 | 149.1971 | 149.1971 | 0.10807 | 16.2515 | 9.7834 | 12.9006 | 12.9006 | 2424.6703 | 0.10807 | 0 | 2422.9141 | 1.7562 | 0 | 1.3941 | 0 | 0 | 149.089 | 0 | 0 | 2422.9141 | 1.7562 | 0 | 1.3941 | 0 | 0 | 0.0021613 | 0.002226
2018-10-23 08:00 | 10 | 8 | 3 | 1 | 0 | 0.033267 | 160.1197 | 160.1197 | 1.6633 | 16.2515 | 9.7834 | 12.9006 | 12.9006 | 2602.1788 | 1.6633 | 0 | 2575.1472 | 27.0315 | 0 | 21.4579 | 0 | 0 | 158.4564 | 0 | 0 | 2575.1472 | 27.0315 | 0 | 21.4579 | 0 | 0 | 0.033267 | 0.028314
2018-10-23 09:00 | 10 | 9 | 3 | 1 | 0 | 0.15156 | 169.9698 | 169.9698 | 7.578 | 16.2515 | 9.7834 | 12.9006 | 12.9006 | 2762.2567 | 7.578 | 0 | 2639.1032 | 123.1535 | 0 | 97.7607 | 0 | 0 | 162.3918 | 0 | 0 | 2639.1032 | 123.1535 | 0 | 97.7607 | 0 | 0 | 0.15156 | 0.16392
2018-10-23 10:00 | 10 | 10 | 3 | 1 | 0 | 0.25086 | 173.5659 | 173.5659 | 12.5431 | 16.2515 | 9.7834 | 12.9006 | 12.9006 | 2820.6991 | 12.5431 | 0 | 2616.8563 | 203.8428 | 0 | 161.8127 | 0 | 0 | 161.0229 | 0 | 0 | 2616.8563 | 203.8428 | 0 | 161.8127 | 0 | 0 | 0.25086 | 0.23331
2018-10-23 11:00 | 10 | 11 | 3 | 1 | 1 | 0.37955 | 170.1804 | 170.1804 | 18.9773 | 16.2515 | 9.7834 | 12.9006 | 12.9006 | 2765.6791 | 18.9773 | 0 | 2457.2711 | 308.408 | 0 | 244.8177 | 0 | 0 | 151.2031 | 0 | 0 | 2457.2711 | 308.408 | 0 | 244.8177 | 0 | 0 | 0.37955 | 0.21488
2018-10-23 12:00 | 10 | 12 | 3 | 1 | 1 | 0.078389 | 161.4624 | 161.4624 | 3.9195 | 16.2515 | 9.7834 | 12.9006 | 12.9006 | 2623.9988 | 3.9195 | 0 | 2560.3017 | 63.6971 | 0 | 50.5635 | 0 | 0 | 157.5429 | 0 | 0 | 2560.3017 | 63.6971 | 0 | 50.5635 | 0 | 0 | 0.078389 | 0.20099
2018-10-23 13:00 | 10 | 13 | 3 | 1 | 1 | 0.11678 | 149.1761 | 149.1761 | 5.839 | 16.2515 | 9.7834 | 12.9006 | 12.9006 | 2424.3297 | 5.839 | 0 | 2329.4374 | 94.8923 | 0 | 75.3265 | 0 | 0 | 143.3371 | 0 | 0 | 2329.4374 | 94.8923 | 0 | 75.3265 | 0 | 0 | 0.11678 | 0.2938
2018-10-23 14:00 | 10 | 14 | 3 | 1 | 1 | 0.20003 | 133.1961 | 133.1961 | 10.0013 | 16.2515 | 9.7834 | 12.9006 | 12.9006 | 2164.6314 | 10.0013 | 0 | 2002.0957 | 162.5357 | 0 | 129.0227 | 0 | 0 | 123.1948 | 0 | 0 | 2002.0957 | 162.5357 | 0 | 129.0227 | 0 | 0 | 0.20003 | 0.34539
2018-10-23 15:00 | 10 | 15 | 3 | 1 | 1 | 0.34501 | 118.0332 | 118.0332 | 17.2506 | 16.2515 | 9.7834 | 12.9006 | 12.9006 | 1918.2117 | 17.2506 | 0 | 1637.8644 | 280.3474 | 0 | 222.5429 | 0 | 0 | 100.7826 | 0 | 0 | 1637.8644 | 280.3474 | 0 | 222.5429 | 0 | 0 | 0.34501 | 0.3249
2018-10-23 16:00 | 10 | 16 | 3 | 1 | 1 | 0.092486 | 101.0276 | 101.0276 | 4.6243 | 16.2515 | 9.7834 | 12.9006 | 12.9006 | 1641.8454 | 4.6243 | 0 | 1566.6934 | 75.152 | 0 | 59.6565 | 0 | 0 | 96.4033 | 0 | 0 | 1566.6934 | 75.152 | 0 | 59.6565 | 0 | 0 | 0.092486 | 0.039161
2018-10-23 17:00 | 10 | 17 | 3 | 1 | 1 | 0 | 91.5459 | 91.5459 | 0 | 16.2515 | 9.7834 | 12.9006 | 12.9006 | 1487.7545 | 0 | 0 | 1487.7545 | 0 | 0 | 0 | 0 | 0 | 91.5459 | 0 | 0 | 1487.7545 | 0 | 0 | 0 | 0 | 0 | 0 | 0
2018-10-23 18:00 | 10 | 18 | 3 | 1 | 1 | 0 | 98.2935 | 98.2935 | 0 | 16.2515 | 9.7834 | 12.9006 | 12.9006 | 1597.4126 | 0 | 0 | 1597.4126 | 0 | 0 | 0 | 0 | 0 | 98.2935 | 0 | 0 | 1597.4126 | 0 | 0 | 0 | 0 | 0 | 0 | 0
2018-10-23 19:00 | 10 | 19 | 3 | 1 | 0 | 0 | 93.2503 | 93.2503 | 0 | 16.2515 | 9.7834 | 12.9006 | 12.9006 | 1515.4528 | 0 | 0 | 1515.4528 | 0 | 0 | 0 | 0 | 0 | 93.2503 | 0 | 0 | 1515.4528 | 0 | 0 | 0 | 0 | 0 | 0 | 0
2018-10-23 20:00 | 10 | 20 | 3 | 1 | 0 | 0 | 81.2034 | 81.2034 | 0 | 16.2515 | 9.7834 | 12.9006 | 12.9006 | 1319.6729 | 0 | 0 | 1319.6729 | 0 | 0 | 0 | 0 | 0 | 81.2034 | 0 | 0 | 1319.6729 | 0 | 0 | 0 | 0 | 0 | 0 | 0
2018-10-23 21:00 | 10 | 21 | 3 | 1 | 0 | 0 | 73.6975 | 73.6975 | 0 | 16.2515 | 9.7834 | 12.9006 | 12.9006 | 1197.6919 | 0 | 0 | 1197.6919 | 0 | 0 | 0 | 0 | 0 | 73.6975 | 0 | 0 | 1197.6919 | 0 | 0 | 0 | 0 | 0 | 0 | 0
2018-10-23 22:00 | 10 | 22 | 3 | 1 | 0 | 0 | 71.3042 | 71.3042 | 0 | 16.2515 | 9.7834 | 12.9006 | 12.9006 | 1158.7966 | 0 | 0 | 1158.7966 | 0 | 0 | 0 | 0 | 0 | 71.3042 | 0 | 0 | 1158.7966 | 0 | 0 | 0 | 0 | 0 | 0 | 0
2018-10-23 23:00 | 10 | 23 | 3 | 1 | 0 | 0 | 71.1083 | 71.1083 | 0 | 16.2515 | 9.7834 | 12.9006 | 12.9006 | 1155.6136 | 0 | 0 | 1155.6136 | 0 | 0 | 0 | 0 | 0 | 71.1083 | 0 | 0 | 1155.6136 | 0 | 0 | 0 | 0 | 0 | 0 | 0
2018-10-24 | 10 | 0 | 4 | 1 | 0 | 0 | 71.8147 | 71.8147 | 0 | 16.2515 | 9.7834 | 12.9006 | 12.9006 | 1167.0937 | 0 | 0 | 1167.0937 | 0 | 0 | 0 | 0 | 0 | 71.8147 | 0 | 0 | 1167.0937 | 0 | 0 | 0 | 0 | 0 | 0 | 0
2018-10-24 01:00 | 10 | 1 | 4 | 1 | 0 | 0 | 72.3278 | 72.3278 | 0 | 16.2515 | 9.7834 | 12.9006 | 12.9006 | 1175.4327 | 0 | 0 | 1175.4327 | 0 | 0 | 0 | 0 | 0 | 72.3278 | 0 | 0 | 1175.4327 | 0 | 0 | 0 | 0 | 0 | 0 | 0
2018-10-24 02:00 | 10 | 2 | 4 | 1 | 0 | 0 | 74.6278 | 74.6278 | 0 | 16.2515 | 9.7834 | 12.9006 | 12.9006 | 1212.8104 | 0 | 0 | 1212.8104 | 0 | 0 | 0 | 0 | 0 | 74.6278 | 0 | 0 | 1212.8104 | 0 | 0 | 0 | 0 | 0 | 0 | 0
2018-10-24 03:00 | 10 | 3 | 4 | 1 | 0 | 0 | 82.4238 | 82.4238 | 0 | 16.2515 | 9.7834 | 12.9006 | 12.9006 | 1339.5073 | 0 | 0 | 1339.5073 | 0 | 0 | 0 | 0 | 0 | 82.4238 | 0 | 0 | 1339.5073 | 0 | 0 | 0 | 0 | 0 | 0 | 0
2018-10-24 04:00 | 10 | 4 | 4 | 1 | 0 | 0 | 95.8796 | 95.8796 | 0 | 16.2515 | 9.7834 | 12.9006 | 12.9006 | 1558.1826 | 0 | 0 | 1558.1826 | 0 | 0 | 0 | 0 | 0 | 95.8796 | 0 | 0 | 1558.1826 | 0 | 0 | 0 | 0 | 0 | 0 | 0
2018-10-24 05:00 | 10 | 5 | 4 | 1 | 0 | 0 | 128.42 | 128.42 | 0 | 16.2515 | 9.7834 | 12.9006 | 12.9006 | 2087.0122 | 0 | 0 | 2087.0122 | 0 | 0 | 0 | 0 | 0 | 128.42 | 0 | 0 | 2087.0122 | 0 | 0 | 0 | 0 | 0 | 0 | 0
2018-10-24 06:00 | 10 | 6 | 4 | 1 | 0 | 0 | 148.7586 | 148.7586 | 0 | 16.2515 | 9.7834 | 12.9006 | 12.9006 | 2417.5434 | 0 | 0 | 2417.5434 | 0 | 0 | 0 | 0 | 0 | 148.7586 | 0 | 0 | 2417.5434 | 0 | 0 | 0 | 0 | 0 | 0 | 0
2018-10-24 07:00 | 10 | 7 | 4 | 1 | 0 | 0 | 150.8113 | 150.8113 | 0 | 16.2515 | 9.7834 | 12.9006 | 12.9006 | 2450.904 | 0 | 0 | 2450.904 | 0 | 0 | 0 | 0 | 0 | 150.8113 | 0 | 0 | 2450.904 | 0 | 0 | 0 | 0 | 0 | 0 | 0.0011237
2018-10-24 08:00 | 10 | 8 | 4 | 1 | 0 | 0.029149 | 160.1831 | 160.1831 | 1.4575 | 16.2515 | 9.7834 | 12.9006 | 12.9006 | 2603.2094 | 1.4575 | 0 | 2579.5237 | 23.6857 | 0 | 18.802 | 0 | 0 | 158.7257 | 0 | 0 | 2579.5237 | 23.6857 | 0 | 18.802 | 0 | 0 | 0.029149 | 0.24639
2018-10-24 09:00 | 10 | 9 | 4 | 1 | 0 | 0.39833 | 169.969 | 169.969 | 19.9165 | 16.2515 | 9.7834 | 12.9006 | 12.9006 | 2762.2439 | 19.9165 | 0 | 2438.5718 | 323.6721 | 0 | 256.9346 | 0 | 0 | 150.0525 | 0 | 0 | 2438.5718 | 323.6721 | 0 | 256.9346 | 0 | 0 | 0.39833 | 0.42865
2018-10-24 10:00 | 10 | 10 | 4 | 1 | 0 | 0.50792 | 174.2345 | 174.2345 | 25.396 | 16.2515 | 9.7834 | 12.9006 | 12.9006 | 2831.5645 | 25.396 | 0 | 2418.8417 | 412.7228 | 0 | 327.624 | 0 | 0 | 148.8385 | 0 | 0 | 2418.8417 | 412.7228 | 0 | 327.624 | 0 | 0 | 0.50792 | 0.54891
2018-10-24 11:00 | 10 | 11 | 4 | 1 | 1 | 0.56849 | 172.8939 | 172.8939 | 28.4244 | 16.2515 | 9.7834 | 12.9006 | 12.9006 | 2809.7782 | 28.4244 | 0 | 2347.8403 | 461.9379 | 0 | 366.6915 | 0 | 0 | 144.4695 | 0 | 0 | 2347.8403 | 461.9379 | 0 | 366.6915 | 0 | 0 | 0.56849 | 0.61502
2018-10-24 12:00 | 10 | 12 | 4 | 1 | 1 | 0.58222 | 165.1402 | 165.1402 | 29.1111 | 16.2515 | 9.7834 | 12.9006 | 12.9006 | 2683.7684 | 29.1111 | 0 | 2210.6706 | 473.0978 | 0 | 375.5503 | 0 | 0 | 136.0291 | 0 | 0 | 2210.6706 | 473.0978 | 0 | 375.5503 | 0 | 0 | 0.58222 | 0.62954
2018-10-24 13:00 | 10 | 13 | 4 | 1 | 1 | 0.55013 | 153.3243 | 153.3243 | 27.5066 | 16.2515 | 9.7834 | 12.9006 | 12.9006 | 2491.7427 | 27.5066 | 0 | 2044.7212 | 447.0215 | 0 | 354.8507 | 0 | 0 | 125.8177 | 0 | 0 | 2044.7212 | 447.0215 | 0 | 354.8507 | 0 | 0 | 0.55013 | 0.20188
2018-10-24 14:00 | 10 | 14 | 4 | 1 | 1 | 0.35564 | 136.9153 | 136.9153 | 17.782 | 16.2515 | 9.7834 | 12.9006 | 12.9006 | 2225.0735 | 17.782 | 0 | 1936.0901 | 288.9834 | 0 | 229.3983 | 0 | 0 | 119.1333 | 0 | 0 | 1936.0901 | 288.9834 | 0 | 229.3983 | 0 | 0 | 0.35564 | 0.04504
2018-10-24 15:00 | 10 | 15 | 4 | 1 | 1 | 0.032124 | 120.0938 | 120.0938 | 1.6062 | 16.2515 | 9.7834 | 12.9006 | 12.9006 | 1951.699 | 1.6062 | 0 | 1925.5962 | 26.1028 | 0 | 20.7207 | 0 | 0 | 118.4876 | 0 | 0 | 1925.5962 | 26.1028 | 0 | 20.7207 | 0 | 0 | 0.032124 | 0.024518
2018-10-24 16:00 | 10 | 16 | 4 | 1 | 1 | 0.11169 | 101.8333 | 101.8333 | 5.5846 | 16.2515 | 9.7834 | 12.9006 | 12.9006 | 1654.9398 | 5.5846 | 0 | 1564.1811 | 90.7587 | 0 | 72.0453 | 0 | 0 | 96.2487 | 0 | 0 | 1564.1811 | 90.7587 | 0 | 72.0453 | 0 | 0 | 0.11169 | 0.065653
2018-10-24 17:00 | 10 | 17 | 4 | 1 | 1 | 0 | 91.2705 | 91.2705 | 0 | 16.2515 | 9.7834 | 12.9006 | 12.9006 | 1483.279 | 0 | 0 | 1483.279 | 0 | 0 | 0 | 0 | 0 | 91.2705 | 0 | 0 | 1483.279 | 0 | 0 | 0 | 0 | 0 | 0 | 0
2018-10-24 18:00 | 10 | 18 | 4 | 1 | 1 | 0 | 97.5602 | 97.5602 | 0 | 16.2515 | 9.7834 | 12.9006 | 12.9006 | 1585.4953 | 0 | 0 | 1585.4953 | 0 | 0 | 0 | 0 | 0 | 97.5602 | 0 | 0 | 1585.4953 | 0 | 0 | 0 | 0 | 0 | 0 | 0
2018-10-24 19:00 | 10 | 19 | 4 | 1 | 0 | 0 | 93.4444 | 93.4444 | 0 | 16.2515 | 9.7834 | 12.9006 | 12.9006 | 1518.6083 | 0 | 0 | 1518.6083 | 0 | 0 | 0 | 0 | 0 | 93.4444 | 0 | 0 | 1518.6083 | 0 | 0 | 0 | 0 | 0 | 0 | 0
2018-10-24 20:00 | 10 | 20 | 4 | 1 | 0 | 0 | 82.5881 | 82.5881 | 0 | 16.2515 | 9.7834 | 12.9006 | 12.9006 | 1342.1762 | 0 | 0 | 1342.1762 | 0 | 0 | 0 | 0 | 0 | 82.5881 | 0 | 0 | 1342.1762 | 0 | 0 | 0 | 0 | 0 | 0 | 0
2018-10-24 21:00 | 10 | 21 | 4 | 1 | 0 | 0 | 75.7477 | 75.7477 | 0 | 16.2515 | 9.7834 | 12.9006 | 12.9006 | 1231.0107 | 0 | 0 | 1231.0107 | 0 | 0 | 0 | 0 | 0 | 75.7477 | 0 | 0 | 1231.0107 | 0 | 0 | 0 | 0 | 0 | 0 | 0
2018-10-24 22:00 | 10 | 22 | 4 | 1 | 0 | 0 | 73.11 | 73.11 | 0 | 16.2515 | 9.7834 | 12.9006 | 12.9006 | 1188.1445 | 0 | 0 | 1188.1445 | 0 | 0 | 0 | 0 | 0 | 73.11 | 0 | 0 | 1188.1445 | 0 | 0 | 0 | 0 | 0 | 0 | 0
2018-10-24 23:00 | 10 | 23 | 4 | 1 | 0 | 0 | 73.3726 | 73.3726 | 0 | 16.2515 | 9.7834 | 12.9006 | 12.9006 | 1192.4112 | 0 | 0 | 1192.4112 | 0 | 0 | 0 | 0 | 0 | 73.3726 | 0 | 0 | 1192.4112 | 0 | 0 | 0 | 0 | 0 | 0 | 0
2018-10-25 | 10 | 0 | 5 | 1 | 0 | 0 | 73.427 | 73.427 | 0 | 16.2515 | 9.7834 | 12.9006 | 12.9006 | 1193.2964 | 0 | 0 | 1193.2964 | 0 | 0 | 0 | 0 | 0 | 73.427 | 0 | 0 | 1193.2964 | 0 | 0 | 0 | 0 | 0 | 0 | 0
2018-10-25 01:00 | 10 | 1 | 5 | 1 | 0 | 0 | 73.2733 | 73.2733 | 0 | 16.2515 | 9.7834 | 12.9006 | 12.9006 | 1190.7982 | 0 | 0 | 1190.7982 | 0 | 0 | 0 | 0 | 0 | 73.2733 | 0 | 0 | 1190.7982 | 0 | 0 | 0 | 0 | 0 | 0 | 0
2018-10-25 02:00 | 10 | 2 | 5 | 1 | 0 | 0 | 75.8261 | 75.8261 | 0 | 16.2515 | 9.7834 | 12.9006 | 12.9006 | 1232.2841 | 0 | 0 | 1232.2841 | 0 | 0 | 0 | 0 | 0 | 75.8261 | 0 | 0 | 1232.2841 | 0 | 0 | 0 | 0 | 0 | 0 | 0
2018-10-25 03:00 | 10 | 3 | 5 | 1 | 0 | 0 | 84.3377 | 84.3377 | 0 | 16.2515 | 9.7834 | 12.9006 | 12.9006 | 1370.6101 | 0 | 0 | 1370.6101 | 0 | 0 | 0 | 0 | 0 | 84.3377 | 0 | 0 | 1370.6101 | 0 | 0 | 0 | 0 | 0 | 0 | 0
2018-10-25 04:00 | 10 | 4 | 5 | 1 | 0 | 0 | 97.6196 | 97.6196 | 0 | 16.2515 | 9.7834 | 12.9006 | 12.9006 | 1586.4612 | 0 | 0 | 1586.4612 | 0 | 0 | 0 | 0 | 0 | 97.6196 | 0 | 0 | 1586.4612 | 0 | 0 | 0 | 0 | 0 | 0 | 0
2018-10-25 05:00 | 10 | 5 | 5 | 1 | 0 | 0 | 131.3541 | 131.3541 | 0 | 16.2515 | 9.7834 | 12.9006 | 12.9006 | 2134.6959 | 0 | 0 | 2134.6959 | 0 | 0 | 0 | 0 | 0 | 131.3541 | 0 | 0 | 2134.6959 | 0 | 0 | 0 | 0 | 0 | 0 | 0
2018-10-25 06:00 | 10 | 6 | 5 | 1 | 0 | 0 | 152.3098 | 152.3098 | 0 | 16.2515 | 9.7834 | 12.9006 | 12.9006 | 2475.2554 | 0 | 0 | 2475.2554 | 0 | 0 | 0 | 0 | 0 | 152.3098 | 0 | 0 | 2475.2554 | 0 | 0 | 0 | 0 | 0 | 0 | 0
2018-10-25 07:00 | 10 | 7 | 5 | 1 | 0 | 0.0044561 | 154.3336 | 154.3336 | 0.2228 | 16.2515 | 9.7834 | 12.9006 | 12.9006 | 2508.1451 | 0.2228 | 0 | 2504.5242 | 3.6209 | 0 | 2.8743 | 0 | 0 | 154.1108 | 0 | 0 | 2504.5242 | 3.6209 | 0 | 2.8743 | 0 | 0 | 0.0044561 | 0.0058933
2018-10-25 08:00 | 10 | 8 | 5 | 1 | 0 | 0.020567 | 162.4147 | 162.4147 | 1.0283 | 16.2515 | 9.7834 | 12.9006 | 12.9006 | 2639.4757 | 1.0283 | 0 | 2622.7639 | 16.7118 | 0 | 13.266 | 0 | 0 | 161.3864 | 0 | 0 | 2622.7639 | 16.7118 | 0 | 13.266 | 0 | 0 | 0.020567 | 0.019768
2018-10-25 09:00 | 10 | 9 | 5 | 1 | 0 | 0.056236 | 170.6482 | 170.6482 | 2.8118 | 16.2515 | 9.7834 | 12.9006 | 12.9006 | 2773.282 | 2.8118 | 0 | 2727.586 | 45.6959 | 0 | 36.2739 | 0 | 0 | 167.8364 | 0 | 0 | 2727.586 | 45.6959 | 0 | 36.2739 | 0 | 0 | 0.056236 | 0.035041
2018-10-25 10:00 | 10 | 10 | 5 | 1 | 0 | 0.059187 | 174.1048 | 174.1048 | 2.9593 | 16.2515 | 9.7834 | 12.9006 | 12.9006 | 2829.4565 | 2.9593 | 0 | 2781.363 | 48.0934 | 0 | 38.1771 | 0 | 0 | 171.1455 | 0 | 0 | 2781.363 | 48.0934 | 0 | 38.1771 | 0 | 0 | 0.059187 | 0.054747
2018-10-25 11:00 | 10 | 11 | 5 | 1 | 1 | 0.12247 | 171.1181 | 171.1181 | 6.1234 | 16.2515 | 9.7834 | 12.9006 | 12.9006 | 2780.9191 | 6.1234 | 0 | 2681.4049 | 99.5142 | 0 | 78.9955 | 0 | 0 | 164.9947 | 0 | 0 | 2681.4049 | 99.5142 | 0 | 78.9955 | 0 | 0 | 0.12247 | 0.12135
2018-10-25 12:00 | 10 | 12 | 5 | 1 | 1 | 0.076383 | 162.4402 | 162.4402 | 3.8191 | 16.2515 | 9.7834 | 12.9006 | 12.9006 | 2639.8893 | 3.8191 | 0 | 2577.8228 | 62.0664 | 0 | 49.269 | 0 | 0 | 158.621 | 0 | 0 | 2577.8228 | 62.0664 | 0 | 49.269 | 0 | 0 | 0.076383 | 0.086065
2018-10-25 13:00 | 10 | 13 | 5 | 1 | 1 | 0.099005 | 150.8445 | 150.8445 | 4.9502 | 16.2515 | 9.7834 | 12.9006 | 12.9006 | 2451.4431 | 4.9502 | 0 | 2370.9946 | 80.4485 | 0 | 63.8609 | 0 | 0 | 145.8943 | 0 | 0 | 2370.9946 | 80.4485 | 0 | 63.8609 | 0 | 0 | 0.099005 | 0.12419
2018-10-25 14:00 | 10 | 14 | 5 | 1 | 1 | 0.073827 | 135.1022 | 135.1022 | 3.6913 | 16.2515 | 9.7834 | 12.9006 | 12.9006 | 2195.6067 | 3.6913 | 0 | 2135.617 | 59.9897 | 0 | 47.6205 | 0 | 0 | 131.4108 | 0 | 0 | 2135.617 | 59.9897 | 0 | 47.6205 | 0 | 0 | 0.073827 | 0.070026
2018-10-25 15:00 | 10 | 15 | 5 | 1 | 1 | 0.036101 | 119.2429 | 119.2429 | 1.8051 | 16.2515 | 9.7834 | 12.9006 | 12.9006 | 1937.8709 | 1.8051 | 0 | 1908.5358 | 29.335 | 0 | 23.2865 | 0 | 0 | 117.4378 | 0 | 0 | 1908.5358 | 29.335 | 0 | 23.2865 | 0 | 0 | 0.036101 | 0.044594
2018-10-25 16:00 | 10 | 16 | 5 | 1 | 1 | 0.014667 | 101.5826 | 101.5826 | 0.73335 | 16.2515 | 9.7834 | 12.9006 | 12.9006 | 1650.8646 | 0.73335 | 0 | 1638.9467 | 11.9179 | 0 | 9.4606 | 0 | 0 | 100.8492 | 0 | 0 | 1638.9467 | 11.9179 | 0 | 9.4606 | 0 | 0 | 0.014667 | 0.021364
2018-10-25 17:00 | 10 | 17 | 5 | 1 | 1 | 0 | 92.8835 | 92.8835 | 0 | 16.2515 | 9.7834 | 12.9006 | 12.9006 | 1509.4922 | 0 | 0 | 1509.4922 | 0 | 0 | 0 | 0 | 0 | 92.8835 | 0 | 0 | 1509.4922 | 0 | 0 | 0 | 0 | 0 | 0 | 0
2018-10-25 18:00 | 10 | 18 | 5 | 1 | 1 | 0 | 97.4341 | 97.4341 | 0 | 16.2515 | 9.7834 | 12.9006 | 12.9006 | 1583.4459 | 0 | 0 | 1583.4459 | 0 | 0 | 0 | 0 | 0 | 97.4341 | 0 | 0 | 1583.4459 | 0 | 0 | 0 | 0 | 0 | 0 | 0
2018-10-25 19:00 | 10 | 19 | 5 | 1 | 0 | 0 | 92.3065 | 92.3065 | 0 | 16.2515 | 9.7834 | 12.9006 | 12.9006 | 1500.1145 | 0 | 0 | 1500.1145 | 0 | 0 | 0 | 0 | 0 | 92.3065 | 0 | 0 | 1500.1145 | 0 | 0 | 0 | 0 | 0 | 0 | 0
2018-10-25 20:00 | 10 | 20 | 5 | 1 | 0 | 0 | 81.7415 | 81.7415 | 0 | 16.2515 | 9.7834 | 12.9006 | 12.9006 | 1328.4182 | 0 | 0 | 1328.4182 | 0 | 0 | 0 | 0 | 0 | 81.7415 | 0 | 0 | 1328.4182 | 0 | 0 | 0 | 0 | 0 | 0 | 0
2018-10-25 21:00 | 10 | 21 | 5 | 1 | 0 | 0 | 74.7548 | 74.7548 | 0 | 16.2515 | 9.7834 | 12.9006 | 12.9006 | 1214.8743 | 0 | 0 | 1214.8743 | 0 | 0 | 0 | 0 | 0 | 74.7548 | 0 | 0 | 1214.8743 | 0 | 0 | 0 | 0 | 0 | 0 | 0
2018-10-25 22:00 | 10 | 22 | 5 | 1 | 0 | 0 | 71.5598 | 71.5598 | 0 | 16.2515 | 9.7834 | 12.9006 | 12.9006 | 1162.951 | 0 | 0 | 1162.951 | 0 | 0 | 0 | 0 | 0 | 71.5598 | 0 | 0 | 1162.951 | 0 | 0 | 0 | 0 | 0 | 0 | 0
2018-10-25 23:00 | 10 | 23 | 5 | 1 | 0 | 0 | 71.7891 | 71.7891 | 0 | 16.2515 | 9.7834 | 12.9006 | 12.9006 | 1166.6775 | 0 | 0 | 1166.6775 | 0 | 0 | 0 | 0 | 0 | 71.7891 | 0 | 0 | 1166.6775 | 0 | 0 | 0 | 0 | 0 | 0 | 0
2018-10-26 | 10 | 0 | 6 | 1 | 0 | 0 | 72.4688 | 72.4688 | 0 | 16.2515 | 9.7834 | 12.9006 | 12.9006 | 1177.7241 | 0 | 0 | 1177.7241 | 0 | 0 | 0 | 0 | 0 | 72.4688 | 0 | 0 | 1177.7241 | 0 | 0 | 0 | 0 | 0 | 0 | 0
2018-10-26 01:00 | 10 | 1 | 6 | 1 | 0 | 0 | 73.303 | 73.303 | 0 | 16.2515 | 9.7834 | 12.9006 | 12.9006 | 1191.2809 | 0 | 0 | 1191.2809 | 0 | 0 | 0 | 0 | 0 | 73.303 | 0 | 0 | 1191.2809 | 0 | 0 | 0 | 0 | 0 | 0 | 0
2018-10-26 02:00 | 10 | 2 | 6 | 1 | 0 | 0 | 75.5005 | 75.5005 | 0 | 16.2515 | 9.7834 | 12.9006 | 12.9006 | 1226.9935 | 0 | 0 | 1226.9935 | 0 | 0 | 0 | 0 | 0 | 75.5005 | 0 | 0 | 1226.9935 | 0 | 0 | 0 | 0 | 0 | 0 | 0
2018-10-26 03:00 | 10 | 3 | 6 | 1 | 0 | 0 | 83.1936 | 83.1936 | 0 | 16.2515 | 9.7834 | 12.9006 | 12.9006 | 1352.0169 | 0 | 0 | 1352.0169 | 0 | 0 | 0 | 0 | 0 | 83.1936 | 0 | 0 | 1352.0169 | 0 | 0 | 0 | 0 | 0 | 0 | 0
2018-10-26 04:00 | 10 | 4 | 6 | 1 | 0 | 0 | 96.5387 | 96.5387 | 0 | 16.2515 | 9.7834 | 12.9006 | 12.9006 | 1568.8945 | 0 | 0 | 1568.8945 | 0 | 0 | 0 | 0 | 0 | 96.5387 | 0 | 0 | 1568.8945 | 0 | 0 | 0 | 0 | 0 | 0 | 0
2018-10-26 05:00 | 10 | 5 | 6 | 1 | 0 | 0 | 128.034 | 128.034 | 0 | 16.2515 | 9.7834 | 12.9006 | 12.9006 | 2080.7382 | 0 | 0 | 2080.7382 | 0 | 0 | 0 | 0 | 0 | 128.034 | 0 | 0 | 2080.7382 | 0 | 0 | 0 | 0 | 0 | 0 | 0
2018-10-26 06:00 | 10 | 6 | 6 | 1 | 0 | 0 | 148.5364 | 148.5364 | 0 | 16.2515 | 9.7834 | 12.9006 | 12.9006 | 2413.9324 | 0 | 0 | 2413.9324 | 0 | 0 | 0 | 0 | 0 | 148.5364 | 0 | 0 | 2413.9324 | 0 | 0 | 0 | 0 | 0 | 0 | 0
2018-10-26 07:00 | 10 | 7 | 6 | 1 | 0 | 0.008809 | 151.6573 | 151.6573 | 0.44045 | 16.2515 | 9.7834 | 12.9006 | 12.9006 | 2464.6517 | 0.44045 | 0 | 2457.4938 | 7.1579 | 0 | 5.682 | 0 | 0 | 151.2168 | 0 | 0 | 2457.4938 | 7.1579 | 0 | 5.682 | 0 | 0 | 0.008809 | 0.023492
2018-10-26 08:00 | 10 | 8 | 6 | 1 | 0 | 0.10319 | 160.3952 | 160.3952 | 5.1593 | 16.2515 | 9.7834 | 12.9006 | 12.9006 | 2606.6548 | 5.1593 | 0 | 2522.8087 | 83.8461 | 0 | 66.558 | 0 | 0 | 155.2359 | 0 | 0 | 2522.8087 | 83.8461 | 0 | 66.558 | 0 | 0 | 0.10319 | 0.13463
2018-10-26 09:00 | 10 | 9 | 6 | 1 | 0 | 0.1994 | 169.724 | 169.724 | 9.9701 | 16.2515 | 9.7834 | 12.9006 | 12.9006 | 2758.2623 | 9.9701 | 0 | 2596.2337 | 162.0286 | 0 | 128.6202 | 0 | 0 | 159.7539 | 0 | 0 | 2596.2337 | 162.0286 | 0 | 128.6202 | 0 | 0 | 0.1994 | 0.20339
2018-10-26 10:00 | 10 | 10 | 6 | 1 | 0 | 0.25814 | 174.0663 | 174.0663 | 12.9072 | 16.2515 | 9.7834 | 12.9006 | 12.9006 | 2828.8304 | 12.9072 | 0 | 2619.0696 | 209.7608 | 0 | 166.5105 | 0 | 0 | 161.1591 | 0 | 0 | 2619.0696 | 209.7608 | 0 | 166.5105 | 0 | 0 | 0.25814 | 0.25428
2018-10-26 11:00 | 10 | 11 | 6 | 1 | 1 | 0.27484 | 171.2771 | 171.2771 | 13.742 | 16.2515 | 9.7834 | 12.9006 | 12.9006 | 2783.5021 | 13.742 | 0 | 2560.1746 | 223.3275 | 0 | 177.2799 | 0 | 0 | 157.5351 | 0 | 0 | 2560.1746 | 223.3275 | 0 | 177.2799 | 0 | 0 | 0.27484 | 0.44849
2018-10-26 12:00 | 10 | 12 | 6 | 1 | 1 | 0.087324 | 163.5044 | 163.5044 | 4.3662 | 16.2515 | 9.7834 | 12.9006 | 12.9006 | 2657.1853 | 4.3662 | 0 | 2586.2285 | 70.9569 | 0 | 56.3264 | 0 | 0 | 159.1383 | 0 | 0 | 2586.2285 | 70.9569 | 0 | 56.3264 | 0 | 0 | 0.087324 | 0.51566
2018-10-26 13:00 | 10 | 13 | 6 | 1 | 1 | 0.44411 | 151.6373 | 151.6373 | 22.2053 | 16.2515 | 9.7834 | 12.9006 | 12.9006 | 2464.3274 | 22.2053 | 0 | 2103.4581 | 360.8693 | 0 | 286.4621 | 0 | 0 | 129.432 | 0 | 0 | 2103.4581 | 360.8693 | 0 | 286.4621 | 0 | 0 | 0.44411 | 0.34908
2018-10-26 14:00 | 10 | 14 | 6 | 1 | 1 | 0.30289 | 135.3404 | 135.3404 | 15.1447 | 16.2515 | 9.7834 | 12.9006 | 12.9006 | 2199.4789 | 15.1447 | 0 | 1953.3562 | 246.1226 | 0 | 195.3749 | 0 | 0 | 120.1958 | 0 | 0 | 1953.3562 | 246.1226 | 0 | 195.3749 | 0 | 0 | 0.30289 | 0.40528
2018-10-26 15:00 | 10 | 15 | 6 | 1 | 1 | 0.22415 | 119.6299 | 119.6299 | 11.2075 | 16.2515 | 9.7834 | 12.9006 | 12.9006 | 1944.1601 | 11.2075 | 0 | 1762.0219 | 182.1382 | 0 | 144.5833 | 0 | 0 | 108.4224 | 0 | 0 | 1762.0219 | 182.1382 | 0 | 144.5833 | 0 | 0 | 0.22415 | 0.39828
2018-10-26 16:00 | 10 | 16 | 6 | 1 | 1 | 0.17596 | 101.567 | 101.567 | 8.7981 | 16.2515 | 9.7834 | 12.9006 | 12.9006 | 1650.6122 | 8.7981 | 0 | 1507.6294 | 142.9828 | 0 | 113.5013 | 0 | 0 | 92.7689 | 0 | 0 | 1507.6294 | 142.9828 | 0 | 113.5013 | 0 | 0 | 0.17596 | 0.14169
2018-10-26 17:00 | 10 | 17 | 6 | 1 | 1 | 0 | 93.2115 | 93.2115 | 0 | 16.2515 | 9.7834 | 12.9006 | 12.9006 | 1514.8229 | 0 | 0 | 1514.8229 | 0 | 0 | 0 | 0 | 0 | 93.2115 | 0 | 0 | 1514.8229 | 0 | 0 | 0 | 0 | 0 | 0 | 0
2018-10-26 18:00 | 10 | 18 | 6 | 1 | 1 | 0 | 98.2961 | 98.2961 | 0 | 16.2515 | 9.7834 | 12.9006 | 12.9006 | 1597.4555 | 0 | 0 | 1597.4555 | 0 | 0 | 0 | 0 | 0 | 98.2961 | 0 | 0 | 1597.4555 | 0 | 0 | 0 | 0 | 0 | 0 | 0
2018-10-26 19:00 | 10 | 19 | 6 | 1 | 0 | 0 | 93.2291 | 93.2291 | 0 | 16.2515 | 9.7834 | 12.9006 | 12.9006 | 1515.1091 | 0 | 0 | 1515.1091 | 0 | 0 | 0 | 0 | 0 | 93.2291 | 0 | 0 | 1515.1091 | 0 | 0 | 0 | 0 | 0 | 0 | 0
2018-10-26 20:00 | 10 | 20 | 6 | 1 | 0 | 0 | 80.6902 | 80.6902 | 0 | 16.2515 | 9.7834 | 12.9006 | 12.9006 | 1311.3327 | 0 | 0 | 1311.3327 | 0 | 0 | 0 | 0 | 0 | 80.6902 | 0 | 0 | 1311.3327 | 0 | 0 | 0 | 0 | 0 | 0 | 0
2018-10-26 21:00 | 10 | 21 | 6 | 1 | 0 | 0 | 74.55 | 74.55 | 0 | 16.2515 | 9.7834 | 12.9006 | 12.9006 | 1211.5454 | 0 | 0 | 1211.5454 | 0 | 0 | 0 | 0 | 0 | 74.55 | 0 | 0 | 1211.5454 | 0 | 0 | 0 | 0 | 0 | 0 | 0
2018-10-26 22:00 | 10 | 22 | 6 | 1 | 0 | 0 | 71.5981 | 71.5981 | 0 | 16.2515 | 9.7834 | 12.9006 | 12.9006 | 1163.5734 | 0 | 0 | 1163.5734 | 0 | 0 | 0 | 0 | 0 | 71.5981 | 0 | 0 | 1163.5734 | 0 | 0 | 0 | 0 | 0 | 0 | 0
2018-10-26 23:00 | 10 | 23 | 6 | 1 | 0 | 0 | 72.0784 | 72.0784 | 0 | 16.2515 | 9.7834 | 12.9006 | 12.9006 | 1171.3794 | 0 | 0 | 1171.3794 | 0 | 0 | 0 | 0 | 0 | 72.0784 | 0 | 0 | 1171.3794 | 0 | 0 | 0 | 0 | 0 | 0 | 0
2018-10-27 | 10 | 0 | 7 | 1 | 0 | 0 | 63.8755 | 63.8755 | 0 | 16.2515 | 9.7834 | 12.9006 | 12.9006 | 1038.0705 | 0 | 0 | 1038.0705 | 0 | 0 | 0 | 0 | 0 | 63.8755 | 0 | 0 | 1038.0705 | 0 | 0 | 0 | 0 | 0 | 0 | 0
2018-10-27 01:00 | 10 | 1 | 7 | 1 | 0 | 0 | 60.4053 | 60.4053 | 0 | 16.2515 | 9.7834 | 12.9006 | 12.9006 | 981.6749 | 0 | 0 | 981.6749 | 0 | 0 | 0 | 0 | 0 | 60.4053 | 0 | 0 | 981.6749 | 0 | 0 | 0 | 0 | 0 | 0 | 0
2018-10-27 02:00 | 10 | 2 | 7 | 1 | 0 | 0 | 59.311 | 59.311 | 0 | 16.2515 | 9.7834 | 12.9006 | 12.9006 | 963.8902 | 0 | 0 | 963.8902 | 0 | 0 | 0 | 0 | 0 | 59.311 | 0 | 0 | 963.8902 | 0 | 0 | 0 | 0 | 0 | 0 | 0
2018-10-27 03:00 | 10 | 3 | 7 | 1 | 0 | 0 | 58.7427 | 58.7427 | 0 | 16.2515 | 9.7834 | 12.9006 | 12.9006 | 954.6537 | 0 | 0 | 954.6537 | 0 | 0 | 0 | 0 | 0 | 58.7427 | 0 | 0 | 954.6537 | 0 | 0 | 0 | 0 | 0 | 0 | 0
2018-10-27 04:00 | 10 | 4 | 7 | 1 | 0 | 0 | 58.062 | 58.062 | 0 | 16.2515 | 9.7834 | 12.9006 | 12.9006 | 943.5913 | 0 | 0 | 943.5913 | 0 | 0 | 0 | 0 | 0 | 58.062 | 0 | 0 | 943.5913 | 0 | 0 | 0 | 0 | 0 | 0 | 0
2018-10-27 05:00 | 10 | 5 | 7 | 1 | 0 | 0 | 72.9017 | 72.9017 | 0 | 16.2515 | 9.7834 | 12.9006 | 12.9006 | 1184.7596 | 0 | 0 | 1184.7596 | 0 | 0 | 0 | 0 | 0 | 72.9017 | 0 | 0 | 1184.7596 | 0 | 0 | 0 | 0 | 0 | 0 | 0
2018-10-27 06:00 | 10 | 6 | 7 | 1 | 0 | 0 | 73.2021 | 73.2021 | 0 | 16.2515 | 9.7834 | 12.9006 | 12.9006 | 1189.6409 | 0 | 0 | 1189.6409 | 0 | 0 | 0 | 0 | 0 | 73.2021 | 0 | 0 | 1189.6409 | 0 | 0 | 0 | 0 | 0 | 0 | 0
2018-10-27 07:00 | 10 | 7 | 7 | 1 | 0 | 0.0088281 | 57.3881 | 57.3881 | 0.44141 | 16.2515 | 9.7834 | 12.9006 | 12.9006 | 932.6395 | 0.44141 | 0 | 925.466 | 7.1735 | 0 | 5.6944 | 0 | 0 | 56.9466 | 0 | 0 | 925.466 | 7.1735 | 0 | 5.6944 | 0 | 0 | 0.0088281 | 0.004453
2018-10-27 08:00 | 10 | 8 | 7 | 1 | 0 | 0.09013 | 49.7101 | 49.7101 | 4.5065 | 16.2515 | 9.7834 | 12.9006 | 12.9006 | 807.8619 | 4.5065 | 0 | 734.6245 | 73.2374 | 0 | 58.1366 | 0 | 0 | 45.2036 | 0 | 0 | 734.6245 | 73.2374 | 0 | 58.1366 | 0 | 0 | 0.09013 | 0.11169
2018-10-27 09:00 | 10 | 9 | 7 | 1 | 0 | 0.22528 | 49.9928 | 49.9928 | 11.2639 | 16.2515 | 9.7834 | 12.9006 | 12.9006 | 812.4561 | 11.2639 | 0 | 629.4013 | 183.0548 | 0 | 145.3109 | 0 | 0 | 38.7289 | 0 | 0 | 629.4013 | 183.0548 | 0 | 145.3109 | 0 | 0 | 0.22528 | 0.24691
2018-10-27 10:00 | 10 | 10 | 7 | 1 | 0 | 0.18221 | 52.4566 | 52.4566 | 9.1103 | 16.2515 | 9.7834 | 12.9006 | 12.9006 | 852.4953 | 9.1103 | 0 | 704.4405 | 148.0548 | 0 | 117.5276 | 0 | 0 | 43.3463 | 0 | 0 | 704.4405 | 148.0548 | 0 | 117.5276 | 0 | 0 | 0.18221 | 0.17438
2018-10-27 11:00 | 10 | 11 | 7 | 1 | 1 | 0.14925 | 52.4816 | 52.4816 | 7.4625 | 16.2515 | 9.7834 | 12.9006 | 12.9006 | 852.9029 | 7.4625 | 0 | 731.6264 | 121.2765 | 0 | 96.2706 | 0 | 0 | 45.0191 | 0 | 0 | 731.6264 | 121.2765 | 0 | 96.2706 | 0 | 0 | 0.14925 | 0.12875
2018-10-27 12:00 | 10 | 12 | 7 | 1 | 1 | 0.10913 | 53.2117 | 53.2117 | 5.4565 | 16.2515 | 9.7834 | 12.9006 | 12.9006 | 864.767 | 5.4565 | 0 | 776.0909 | 88.6761 | 0 | 70.3921 | 0 | 0 | 47.7552 | 0 | 0 | 776.0909 | 88.6761 | 0 | 70.3921 | 0 | 0 | 0.10913 | 0.13694
2018-10-27 13:00 | 10 | 13 | 7 | 1 | 1 | 0.14028 | 54.5857 | 54.5857 | 7.0142 | 16.2515 | 9.7834 | 12.9006 | 12.9006 | 887.0976 | 7.0142 | 0 | 773.1067 | 113.991 | 0 | 90.4873 | 0 | 0 | 47.5715 | 0 | 0 | 773.1067 | 113.991 | 0 | 90.4873 | 0 | 0 | 0.14028 | 0.16574
2018-10-27 14:00 | 10 | 14 | 7 | 1 | 1 | 0.082874 | 54.6494 | 54.6494 | 4.1437 | 16.2515 | 9.7834 | 12.9006 | 12.9006 | 888.133 | 4.1437 | 0 | 820.7918 | 67.3412 | 0 | 53.4562 | 0 | 0 | 50.5057 | 0 | 0 | 820.7918 | 67.3412 | 0 | 53.4562 | 0 | 0 | 0.082874 | 0.10338
2018-10-27 15:00 | 10 | 15 | 7 | 1 | 1 | 0.069713 | 54.2017 | 54.2017 | 3.4856 | 16.2515 | 9.7834 | 12.9006 | 12.9006 | 880.8566 | 3.4856 | 0 | 824.2101 | 56.6466 | 0 | 44.9667 | 0 | 0 | 50.7161 | 0 | 0 | 824.2101 | 56.6466 | 0 | 44.9667 | 0 | 0 | 0.069713 | 0.049678
2018-10-27 16:00 | 10 | 16 | 7 | 1 | 1 | 0.015966 | 54.4677 | 54.4677 | 0.79831 | 16.2515 | 9.7834 | 12.9006 | 12.9006 | 885.1794 | 0.79831 | 0 | 872.2058 | 12.9736 | 0 | 10.2986 | 0 | 0 | 53.6694 | 0 | 0 | 872.2058 | 12.9736 | 0 | 10.2986 | 0 | 0 | 0.015966 | 0.0087433
2018-10-27 17:00 | 10 | 17 | 7 | 1 | 1 | 0 | 59.8966 | 59.8966 | 0 | 16.2515 | 9.7834 | 12.9006 | 12.9006 | 973.4072 | 0 | 0 | 973.4072 | 0 | 0 | 0 | 0 | 0 | 59.8966 | 0 | 0 | 973.4072 | 0 | 0 | 0 | 0 | 0 | 0 | 0
2018-10-27 18:00 | 10 | 18 | 7 | 1 | 1 | 0 | 75.5802 | 75.5802 | 0 | 16.2515 | 9.7834 | 12.9006 | 12.9006 | 1228.2881 | 0 | 0 | 1228.2881 | 0 | 0 | 0 | 0 | 0 | 75.5802 | 0 | 0 | 1228.2881 | 0 | 0 | 0 | 0 | 0 | 0 | 0
2018-10-27 19:00 | 10 | 19 | 7 | 1 | 0 | 0 | 78.6764 | 78.6764 | 0 | 16.2515 | 9.7834 | 12.9006 | 12.9006 | 1278.6057 | 0 | 0 | 1278.6057 | 0 | 0 | 0 | 0 | 0 | 78.6764 | 0 | 0 | 1278.6057 | 0 | 0 | 0 | 0 | 0 | 0 | 0
2018-10-27 20:00 | 10 | 20 | 7 | 1 | 0 | 0 | 71.9539 | 71.9539 | 0 | 16.2515 | 9.7834 | 12.9006 | 12.9006 | 1169.3553 | 0 | 0 | 1169.3553 | 0 | 0 | 0 | 0 | 0 | 71.9539 | 0 | 0 | 1169.3553 | 0 | 0 | 0 | 0 | 0 | 0 | 0
2018-10-27 21:00 | 10 | 21 | 7 | 1 | 0 | 0 | 68.3123 | 68.3123 | 0 | 16.2515 | 9.7834 | 12.9006 | 12.9006 | 1110.1746 | 0 | 0 | 1110.1746 | 0 | 0 | 0 | 0 | 0 | 68.3123 | 0 | 0 | 1110.1746 | 0 | 0 | 0 | 0 | 0 | 0 | 0
2018-10-27 22:00 | 10 | 22 | 7 | 1 | 0 | 0 | 67.1111 | 67.1111 | 0 | 16.2515 | 9.7834 | 12.9006 | 12.9006 | 1090.6535 | 0 | 0 | 1090.6535 | 0 | 0 | 0 | 0 | 0 | 67.1111 | 0 | 0 | 1090.6535 | 0 | 0 | 0 | 0 | 0 | 0 | 0
2018-10-27 23:00 | 10 | 23 | 7 | 1 | 0 | 0 | 63.4718 | 63.4718 | 0 | 16.2515 | 9.7834 | 12.9006 | 12.9006 | 1031.5092 | 0 | 0 | 1031.5092 | 0 | 0 | 0 | 0 | 0 | 63.4718 | 0 | 0 | 1031.5092 | 0 | 0 | 0 | 0 | 0 | 0 | 0
2018-10-28 | 10 | 0 | 1 | 1 | 0 | 0 | 57.5841 | 57.5841 | 0 | 16.2515 | 9.7834 | 12.9006 | 12.9006 | 935.8254 | 0 | 0 | 935.8254 | 0 | 0 | 0 | 0 | 0 | 57.5841 | 0 | 0 | 935.8254 | 0 | 0 | 0 | 0 | 0 | 0 | 0
2018-10-28 01:00 | 10 | 1 | 1 | 1 | 0 | 0 | 57.5224 | 57.5224 | 0 | 16.2515 | 9.7834 | 12.9006 | 12.9006 | 934.823 | 0 | 0 | 934.823 | 0 | 0 | 0 | 0 | 0 | 57.5224 | 0 | 0 | 934.823 | 0 | 0 | 0 | 0 | 0 | 0 | 0
2018-10-28 02:00 | 10 | 2 | 1 | 1 | 0 | 0 | 56.6968 | 56.6968 | 0 | 16.2515 | 9.7834 | 12.9006 | 12.9006 | 921.406 | 0 | 0 | 921.406 | 0 | 0 | 0 | 0 | 0 | 56.6968 | 0 | 0 | 921.406 | 0 | 0 | 0 | 0 | 0 | 0 | 0
2018-10-28 03:00 | 10 | 3 | 1 | 1 | 0 | 0 | 56.8876 | 56.8876 | 0 | 16.2515 | 9.7834 | 12.9006 | 12.9006 | 924.5063 | 0 | 0 | 924.5063 | 0 | 0 | 0 | 0 | 0 | 56.8876 | 0 | 0 | 924.5063 | 0 | 0 | 0 | 0 | 0 | 0 | 0
2018-10-28 04:00 | 10 | 4 | 1 | 1 | 0 | 0 | 57.8911 | 57.8911 | 0 | 16.2515 | 9.7834 | 12.9006 | 12.9006 | 940.8144 | 0 | 0 | 940.8144 | 0 | 0 | 0 | 0 | 0 | 57.8911 | 0 | 0 | 940.8144 | 0 | 0 | 0 | 0 | 0 | 0 | 0
2018-10-28 05:00 | 10 | 5 | 1 | 1 | 0 | 0 | 73.7367 | 73.7367 | 0 | 16.2515 | 9.7834 | 12.9006 | 12.9006 | 1198.3294 | 0 | 0 | 1198.3294 | 0 | 0 | 0 | 0 | 0 | 73.7367 | 0 | 0 | 1198.3294 | 0 | 0 | 0 | 0 | 0 | 0 | 0
2018-10-28 06:00 | 10 | 6 | 1 | 1 | 0 | 0 | 69.0022 | 69.0022 | 0 | 16.2515 | 9.7834 | 12.9006 | 12.9006 | 1121.3869 | 0 | 0 | 1121.3869 | 0 | 0 | 0 | 0 | 0 | 69.0022 | 0 | 0 | 1121.3869 | 0 | 0 | 0 | 0 | 0 | 0 | 0
2018-10-28 07:00 | 10 | 7 | 1 | 1 | 0 | 0.039483 | 54.5599 | 54.5599 | 1.9742 | 16.2515 | 9.7834 | 12.9006 | 12.9006 | 886.6779 | 1.9742 | 0 | 854.595 | 32.0829 | 0 | 25.4678 | 0 | 0 | 52.5857 | 0 | 0 | 854.595 | 32.0829 | 0 | 25.4678 | 0 | 0 | 0.039483 | 0.040199
2018-10-28 08:00 | 10 | 8 | 1 | 1 | 0 | 0.25874 | 47.865 | 47.865 | 12.9368 | 16.2515 | 9.7834 | 12.9006 | 12.9006 | 777.8761 | 12.9368 | 0 | 567.6343 | 210.2418 | 0 | 166.8923 | 0 | 0 | 34.9282 | 0 | 0 | 567.6343 | 210.2418 | 0 | 166.8923 | 0 | 0 | 0.25874 | 0.27731
2018-10-28 09:00 | 10 | 9 | 1 | 1 | 0 | 0.43453 | 46.1652 | 46.1652 | 21.7266 | 16.2515 | 9.7834 | 12.9006 | 12.9006 | 750.2513 | 21.7266 | 0 | 397.1624 | 353.0889 | 0 | 280.2859 | 0 | 0 | 24.4386 | 0 | 0 | 397.1624 | 353.0889 | 0 | 280.2859 | 0 | 0 | 0.43453 | 0.47305
2018-10-28 10:00 | 10 | 10 | 1 | 1 | 0 | 0.55064 | 46.054 | 46.054 | 27.5321 | 16.2515 | 9.7834 | 12.9006 | 12.9006 | 748.445 | 27.5321 | 0 | 301.0083 | 447.4367 | 0 | 355.1803 | 0 | 0 | 18.5219 | 0 | 0 | 301.0083 | 447.4367 | 0 | 355.1803 | 0 | 0 | 0.55064 | 0.60719
2018-10-28 11:00 | 10 | 11 | 1 | 1 | 1 | 0.61538 | 46.0043 | 46.0043 | 30.769 | 16.2515 | 9.7834 | 12.9006 | 12.9006 | 747.6371 | 30.769 | 0 | 247.5968 | 500.0403 | 0 | 396.9375 | 0 | 0 | 15.2354 | 0 | 0 | 247.5968 | 500.0403 | 0 | 396.9375 | 0 | 0 | 0.61538 | 0.67662
2018-10-28 12:00 | 10 | 12 | 1 | 1 | 1 | 0.63071 | 46.648 | 46.648 | 31.5355 | 16.2515 | 9.7834 | 12.9006 | 12.9006 | 758.0974 | 31.5355 | 0 | 245.5996 | 512.4978 | 0 | 406.8265 | 0 | 0 | 15.1125 | 0 | 0 | 245.5996 | 512.4978 | 0 | 406.8265 | 0 | 0 | 0.63071 | 0.69495
2018-10-28 13:00 | 10 | 13 | 1 | 1 | 1 | 0.5946 | 47.0773 | 47.0773 | 29.7299 | 16.2515 | 9.7834 | 12.9006 | 12.9006 | 765.0746 | 29.7299 | 0 | 281.9212 | 483.1534 | 0 | 383.5325 | 0 | 0 | 17.3474 | 0 | 0 | 281.9212 | 483.1534 | 0 | 383.5325 | 0 | 0 | 0.5946 | 0.65724
2018-10-28 14:00 | 10 | 14 | 1 | 1 | 1 | 0.50792 | 47.2072 | 47.2072 | 25.3962 | 16.2515 | 9.7834 | 12.9006 | 12.9006 | 767.1862 | 25.3962 | 0 | 354.4618 | 412.7244 | 0 | 327.6253 | 0 | 0 | 21.8111 | 0 | 0 | 354.4618 | 412.7244 | 0 | 327.6253 | 0 | 0 | 0.50792 | 0.55981
2018-10-28 15:00 | 10 | 15 | 1 | 1 | 1 | 0.37291 | 47.7113 | 47.7113 | 18.6456 | 16.2515 | 9.7834 | 12.9006 | 12.9006 | 775.3777 | 18.6456 | 0 | 472.3596 | 303.0182 | 0 | 240.5392 | 0 | 0 | 29.0657 | 0 | 0 | 472.3596 | 303.0182 | 0 | 240.5392 | 0 | 0 | 0.37291 | 0.41169
2018-10-28 16:00 | 10 | 16 | 1 | 1 | 1 | 0.17715 | 48.2522 | 48.2522 | 8.8573 | 16.2515 | 9.7834 | 12.9006 | 12.9006 | 784.1691 | 8.8573 | 0 | 640.2251 | 143.944 | 0 | 114.2644 | 0 | 0 | 39.3949 | 0 | 0 | 640.2251 | 143.944 | 0 | 114.2644 | 0 | 0 | 0.17715 | 0.19112
2018-10-28 17:00 | 10 | 17 | 1 | 1 | 1 | 0 | 55.5661 | 55.5661 | 0 | 16.2515 | 9.7834 | 12.9006 | 12.9006 | 903.0296 | 0 | 0 | 903.0296 | 0 | 0 | 0 | 0 | 0 | 55.5661 | 0 | 0 | 903.0296 | 0 | 0 | 0 | 0 | 0 | 0 | 0
2018-10-28 18:00 | 10 | 18 | 1 | 1 | 1 | 0 | 68.1076 | 68.1076 | 0 | 16.2515 | 9.7834 | 12.9006 | 12.9006 | 1106.8475 | 0 | 0 | 1106.8475 | 0 | 0 | 0 | 0 | 0 | 68.1076 | 0 | 0 | 1106.8475 | 0 | 0 | 0 | 0 | 0 | 0 | 0
2018-10-28 19:00 | 10 | 19 | 1 | 1 | 0 | 0 | 69.3767 | 69.3767 | 0 | 16.2515 | 9.7834 | 12.9006 | 12.9006 | 1127.4718 | 0 | 0 | 1127.4718 | 0 | 0 | 0 | 0 | 0 | 69.3767 | 0 | 0 | 1127.4718 | 0 | 0 | 0 | 0 | 0 | 0 | 0
2018-10-28 20:00 | 10 | 20 | 1 | 1 | 0 | 0 | 61.1167 | 61.1167 | 0 | 16.2515 | 9.7834 | 12.9006 | 12.9006 | 993.2353 | 0 | 0 | 993.2353 | 0 | 0 | 0 | 0 | 0 | 61.1167 | 0 | 0 | 993.2353 | 0 | 0 | 0 | 0 | 0 | 0 | 0
2018-10-28 21:00 | 10 | 21 | 1 | 1 | 0 | 0 | 58.3243 | 58.3243 | 0 | 16.2515 | 9.7834 | 12.9006 | 12.9006 | 947.8554 | 0 | 0 | 947.8554 | 0 | 0 | 0 | 0 | 0 | 58.3243 | 0 | 0 | 947.8554 | 0 | 0 | 0 | 0 | 0 | 0 | 0
2018-10-28 22:00 | 10 | 22 | 1 | 1 | 0 | 0 | 58.8666 | 58.8666 | 0 | 16.2515 | 9.7834 | 12.9006 | 12.9006 | 956.6684 | 0 | 0 | 956.6684 | 0 | 0 | 0 | 0 | 0 | 58.8666 | 0 | 0 | 956.6684 | 0 | 0 | 0 | 0 | 0 | 0 | 0
2018-10-28 23:00 | 10 | 23 | 1 | 1 | 0 | 0 | 58.1527 | 58.1527 | 0 | 16.2515 | 9.7834 | 12.9006 | 12.9006 | 945.0657 | 0 | 0 | 945.0657 | 0 | 0 | 0 | 0 | 0 | 58.1527 | 0 | 0 | 945.0657 | 0 | 0 | 0 | 0 | 0 | 0 | 0
2018-10-29 | 10 | 0 | 2 | 1 | 0 | 0 | 69.8549 | 69.8549 | 0 | 16.2515 | 9.7834 | 12.9006 | 12.9006 | 1135.2434 | 0 | 0 | 1135.2434 | 0 | 0 | 0 | 0 | 0 | 69.8549 | 0 | 0 | 1135.2434 | 0 | 0 | 0 | 0 | 0 | 0 | 0
2018-10-29 01:00 | 10 | 1 | 2 | 1 | 0 | 0 | 74.275 | 74.275 | 0 | 16.2515 | 9.7834 | 12.9006 | 12.9006 | 1207.0773 | 0 | 0 | 1207.0773 | 0 | 0 | 0 | 0 | 0 | 74.275 | 0 | 0 | 1207.0773 | 0 | 0 | 0 | 0 | 0 | 0 | 0
2018-10-29 02:00 | 10 | 2 | 2 | 1 | 0 | 0 | 77.2422 | 77.2422 | 0 | 16.2515 | 9.7834 | 12.9006 | 12.9006 | 1255.2983 | 0 | 0 | 1255.2983 | 0 | 0 | 0 | 0 | 0 | 77.2422 | 0 | 0 | 1255.2983 | 0 | 0 | 0 | 0 | 0 | 0 | 0
2018-10-29 03:00 | 10 | 3 | 2 | 1 | 0 | 0 | 85.0914 | 85.0914 | 0 | 16.2515 | 9.7834 | 12.9006 | 12.9006 | 1382.8595 | 0 | 0 | 1382.8595 | 0 | 0 | 0 | 0 | 0 | 85.0914 | 0 | 0 | 1382.8595 | 0 | 0 | 0 | 0 | 0 | 0 | 0
2018-10-29 04:00 | 10 | 4 | 2 | 1 | 0 | 0 | 98.7195 | 98.7195 | 0 | 16.2515 | 9.7834 | 12.9006 | 12.9006 | 1604.3354 | 0 | 0 | 1604.3354 | 0 | 0 | 0 | 0 | 0 | 98.7195 | 0 | 0 | 1604.3354 | 0 | 0 | 0 | 0 | 0 | 0 | 0
2018-10-29 05:00 | 10 | 5 | 2 | 1 | 0 | 0 | 133.6643 | 133.6643 | 0 | 16.2515 | 9.7834 | 12.9006 | 12.9006 | 2172.2392 | 0 | 0 | 2172.2392 | 0 | 0 | 0 | 0 | 0 | 133.6643 | 0 | 0 | 2172.2392 | 0 | 0 | 0 | 0 | 0 | 0 | 0
2018-10-29 06:00 | 10 | 6 | 2 | 1 | 0 | 0 | 151.858 | 151.858 | 0 | 16.2515 | 9.7834 | 12.9006 | 12.9006 | 2467.913 | 0 | 0 | 2467.913 | 0 | 0 | 0 | 0 | 0 | 151.858 | 0 | 0 | 2467.913 | 0 | 0 | 0 | 0 | 0 | 0 | 0
2018-10-29 07:00 | 10 | 7 | 2 | 1 | 0 | 0.0015201 | 154.7594 | 154.7594 | 0.076005 | 16.2515 | 9.7834 | 12.9006 | 12.9006 | 2515.0664 | 0.076005 | 0 | 2513.8312 | 1.2352 | 0 | 0.98051 | 0 | 0 | 154.6834 | 0 | 0 | 2513.8312 | 1.2352 | 0 | 0.98051 | 0 | 0 | 0.0015201 | 0.0063267
2018-10-29 08:00 | 10 | 8 | 2 | 1 | 0 | 0.035347 | 161.4454 | 161.4454 | 1.7673 | 16.2515 | 9.7834 | 12.9006 | 12.9006 | 2623.7224 | 1.7673 | 0 | 2595.0006 | 28.7218 | 0 | 22.7997 | 0 | 0 | 159.678 | 0 | 0 | 2595.0006 | 28.7218 | 0 | 22.7997 | 0 | 0 | 0.035347 | 0.2041
2018-10-29 09:00 | 10 | 9 | 2 | 1 | 0 | 0.38877 | 170.3009 | 170.3009 | 19.4386 | 16.2515 | 9.7834 | 12.9006 | 12.9006 | 2767.6379 | 19.4386 | 0 | 2451.7316 | 315.9064 | 0 | 250.77 | 0 | 0 | 150.8623 | 0 | 0 | 2451.7316 | 315.9064 | 0 | 250.77 | 0 | 0 | 0.38877 | 0.40133
2018-10-29 10:00 | 10 | 10 | 2 | 1 | 0 | 0.50306 | 173.3387 | 173.3387 | 25.153 | 16.2515 | 9.7834 | 12.9006 | 12.9006 | 2817.0071 | 25.153 | 0 | 2408.2342 | 408.7729 | 0 | 324.4885 | 0 | 0 | 148.1857 | 0 | 0 | 2408.2342 | 408.7729 | 0 | 324.4885 | 0 | 0 | 0.50306 | 0.44618
2018-10-29 11:00 | 10 | 11 | 2 | 1 | 1 | 0.47006 | 169.7502 | 169.7502 | 23.5027 | 16.2515 | 9.7834 | 12.9006 | 12.9006 | 2758.6885 | 23.5027 | 0 | 2376.7345 | 381.9539 | 0 | 303.1993 | 0 | 0 | 146.2475 | 0 | 0 | 2376.7345 | 381.9539 | 0 | 303.1993 | 0 | 0 | 0.47006 | 0.50091
2018-10-29 12:00 | 10 | 12 | 2 | 1 | 1 | 0.57304 | 159.9895 | 159.9895 | 28.6518 | 16.2515 | 9.7834 | 12.9006 | 12.9006 | 2600.0624 | 28.6518 | 0 | 2134.4289 | 465.6335 | 0 | 369.6251 | 0 | 0 | 131.3377 | 0 | 0 | 2134.4289 | 465.6335 | 0 | 369.6251 | 0 | 0 | 0.57304 | 0.61301
2018-10-29 13:00 | 10 | 13 | 2 | 1 | 1 | 0.38603 | 147.5887 | 147.5887 | 19.3012 | 16.2515 | 9.7834 | 12.9006 | 12.9006 | 2398.5321 | 19.3012 | 0 | 2084.8586 | 313.6734 | 0 | 248.9975 | 0 | 0 | 128.2875 | 0 | 0 | 2084.8586 | 313.6734 | 0 | 248.9975 | 0 | 0 | 0.38603 | 0.46348
2018-10-29 14:00 | 10 | 14 | 2 | 1 | 1 | 0.22727 | 131.3074 | 131.3074 | 11.3636 | 16.2515 | 9.7834 | 12.9006 | 12.9006 | 2133.9372 | 11.3636 | 0 | 1949.263 | 184.6742 | 0 | 146.5965 | 0 | 0 | 119.9439 | 0 | 0 | 1949.263 | 184.6742 | 0 | 146.5965 | 0 | 0 | 0.22727 | 0.16739
2018-10-29 15:00 | 10 | 15 | 2 | 1 | 1 | 0.073913 | 115.769 | 115.769 | 3.6956 | 16.2515 | 9.7834 | 12.9006 | 12.9006 | 1881.4153 | 3.6956 | 0 | 1821.3557 | 60.0596 | 0 | 47.676 | 0 | 0 | 112.0734 | 0 | 0 | 1821.3557 | 60.0596 | 0 | 47.676 | 0 | 0 | 0.073913 | 0.21152
2018-10-29 16:00 | 10 | 16 | 2 | 1 | 1 | 0.10187 | 98.7363 | 98.7363 | 5.0934 | 16.2515 | 9.7834 | 12.9006 | 12.9006 | 1604.6088 | 5.0934 | 0 | 1521.8329 | 82.776 | 0 | 65.7085 | 0 | 0 | 93.6429 | 0 | 0 | 1521.8329 | 82.776 | 0 | 65.7085 | 0 | 0 | 0.10187 | 0.1145
2018-10-29 17:00 | 10 | 17 | 2 | 1 | 1 | 0 | 93.8487 | 93.8487 | 0 | 16.2515 | 9.7834 | 12.9006 | 12.9006 | 1525.1774 | 0 | 0 | 1525.1774 | 0 | 0 | 0 | 0 | 0 | 93.8487 | 0 | 0 | 1525.1774 | 0 | 0 | 0 | 0 | 0 | 0 | 0
2018-10-29 18:00 | 10 | 18 | 2 | 1 | 1 | 0 | 96.8766 | 96.8766 | 0 | 16.2515 | 9.7834 | 12.9006 | 12.9006 | 1574.3858 | 0 | 0 | 1574.3858 | 0 | 0 | 0 | 0 | 0 | 96.8766 | 0 | 0 | 1574.3858 | 0 | 0 | 0 | 0 | 0 | 0 | 0
2018-10-29 19:00 | 10 | 19 | 2 | 1 | 0 | 0 | 92.2281 | 92.2281 | 0 | 16.2515 | 9.7834 | 12.9006 | 12.9006 | 1498.8411 | 0 | 0 | 1498.8411 | 0 | 0 | 0 | 0 | 0 | 92.2281 | 0 | 0 | 1498.8411 | 0 | 0 | 0 | 0 | 0 | 0 | 0
2018-10-29 20:00 | 10 | 20 | 2 | 1 | 0 | 0 | 80.7762 | 80.7762 | 0 | 16.2515 | 9.7834 | 12.9006 | 12.9006 | 1312.7316 | 0 | 0 | 1312.7316 | 0 | 0 | 0 | 0 | 0 | 80.7762 | 0 | 0 | 1312.7316 | 0 | 0 | 0 | 0 | 0 | 0 | 0
2018-10-29 21:00 | 10 | 21 | 2 | 1 | 0 | 0 | 74.5621 | 74.5621 | 0 | 16.2515 | 9.7834 | 12.9006 | 12.9006 | 1211.7428 | 0 | 0 | 1211.7428 | 0 | 0 | 0 | 0 | 0 | 74.5621 | 0 | 0 | 1211.7428 | 0 | 0 | 0 | 0 | 0 | 0 | 0
2018-10-29 22:00 | 10 | 22 | 2 | 1 | 0 | 0 | 72.7702 | 72.7702 | 0 | 16.2515 | 9.7834 | 12.9006 | 12.9006 | 1182.6215 | 0 | 0 | 1182.6215 | 0 | 0 | 0 | 0 | 0 | 72.7702 | 0 | 0 | 1182.6215 | 0 | 0 | 0 | 0 | 0 | 0 | 0
2018-10-29 23:00 | 10 | 23 | 2 | 1 | 0 | 0 | 72.8832 | 72.8832 | 0 | 16.2515 | 9.7834 | 12.9006 | 12.9006 | 1184.4585 | 0 | 0 | 1184.4585 | 0 | 0 | 0 | 0 | 0 | 72.8832 | 0 | 0 | 1184.4585 | 0 | 0 | 0 | 0 | 0 | 0 | 0
2018-10-30 | 10 | 0 | 3 | 1 | 0 | 0 | 74.1641 | 74.1641 | 0 | 16.2515 | 9.7834 | 12.9006 | 12.9006 | 1205.2744 | 0 | 0 | 1205.2744 | 0 | 0 | 0 | 0 | 0 | 74.1641 | 0 | 0 | 1205.2744 | 0 | 0 | 0 | 0 | 0 | 0 | 0
2018-10-30 01:00 | 10 | 1 | 3 | 1 | 0 | 0 | 74.7644 | 74.7644 | 0 | 16.2515 | 9.7834 | 12.9006 | 12.9006 | 1215.0306 | 0 | 0 | 1215.0306 | 0 | 0 | 0 | 0 | 0 | 74.7644 | 0 | 0 | 1215.0306 | 0 | 0 | 0 | 0 | 0 | 0 | 0
2018-10-30 02:00 | 10 | 2 | 3 | 1 | 0 | 0 | 76.7227 | 76.7227 | 0 | 16.2515 | 9.7834 | 12.9006 | 12.9006 | 1246.8554 | 0 | 0 | 1246.8554 | 0 | 0 | 0 | 0 | 0 | 76.7227 | 0 | 0 | 1246.8554 | 0 | 0 | 0 | 0 | 0 | 0 | 0
2018-10-30 03:00 | 10 | 3 | 3 | 1 | 0 | 0 | 84.0479 | 84.0479 | 0 | 16.2515 | 9.7834 | 12.9006 | 12.9006 | 1365.9005 | 0 | 0 | 1365.9005 | 0 | 0 | 0 | 0 | 0 | 84.0479 | 0 | 0 | 1365.9005 | 0 | 0 | 0 | 0 | 0 | 0 | 0
2018-10-30 04:00 | 10 | 4 | 3 | 1 | 0 | 0 | 96.6287 | 96.6287 | 0 | 16.2515 | 9.7834 | 12.9006 | 12.9006 | 1570.3573 | 0 | 0 | 1570.3573 | 0 | 0 | 0 | 0 | 0 | 96.6287 | 0 | 0 | 1570.3573 | 0 | 0 | 0 | 0 | 0 | 0 | 0
2018-10-30 05:00 | 10 | 5 | 3 | 1 | 0 | 0 | 127.3822 | 127.3822 | 0 | 16.2515 | 9.7834 | 12.9006 | 12.9006 | 2070.1471 | 0 | 0 | 2070.1471 | 0 | 0 | 0 | 0 | 0 | 127.3822 | 0 | 0 | 2070.1471 | 0 | 0 | 0 | 0 | 0 | 0 | 0
2018-10-30 06:00 | 10 | 6 | 3 | 1 | 0 | 0 | 147.0904 | 147.0904 | 0 | 16.2515 | 9.7834 | 12.9006 | 12.9006 | 2390.4338 | 0 | 0 | 2390.4338 | 0 | 0 | 0 | 0 | 0 | 147.0904 | 0 | 0 | 2390.4338 | 0 | 0 | 0 | 0 | 0 | 0 | 0
2018-10-30 07:00 | 10 | 7 | 3 | 1 | 0 | 0.0024631 | 151.8355 | 151.8355 | 0.12316 | 16.2515 | 9.7834 | 12.9006 | 12.9006 | 2467.5475 | 0.12316 | 0 | 2465.5461 | 2.0015 | 0 | 1.5888 | 0 | 0 | 151.7123 | 0 | 0 | 2465.5461 | 2.0015 | 0 | 1.5888 | 0 | 0 | 0.0024631 | 0.0030273
2018-10-30 08:00 | 10 | 8 | 3 | 1 | 0 | 0.045074 | 159.3313 | 159.3313 | 2.2537 | 16.2515 | 9.7834 | 12.9006 | 12.9006 | 2589.366 | 2.2537 | 0 | 2552.74 | 36.6261 | 0 | 29.0742 | 0 | 0 | 157.0776 | 0 | 0 | 2552.74 | 36.6261 | 0 | 29.0742 | 0 | 0 | 0.045074 | 0.11865
2018-10-30 09:00 | 10 | 9 | 3 | 1 | 0 | 0.39842 | 168.5197 | 168.5197 | 19.9211 | 16.2515 | 9.7834 | 12.9006 | 12.9006 | 2738.6905 | 19.9211 | 0 | 2414.9436 | 323.7469 | 0 | 256.9939 | 0 | 0 | 148.5986 | 0 | 0 | 2414.9436 | 323.7469 | 0 | 256.9939 | 0 | 0 | 0.39842 | 0.40054
2018-10-30 10:00 | 10 | 10 | 3 | 1 | 0 | 0.51802 | 173.2112 | 173.2112 | 25.9007 | 16.2515 | 9.7834 | 12.9006 | 12.9006 | 2814.9348 | 25.9007 | 0 | 2394.0099 | 420.9249 | 0 | 334.1349 | 0 | 0 | 147.3105 | 0 | 0 | 2394.0099 | 420.9249 | 0 | 334.1349 | 0 | 0 | 0.51802 | 0.43079
2018-10-30 11:00 | 10 | 11 | 3 | 1 | 1 | 0.4344 | 171.5085 | 171.5085 | 21.7198 | 16.2515 | 9.7834 | 12.9006 | 12.9006 | 2787.2634 | 21.7198 | 0 | 2434.285 | 352.9784 | 0 | 280.1982 | 0 | 0 | 149.7887 | 0 | 0 | 2434.285 | 352.9784 | 0 | 280.1982 | 0 | 0 | 0.4344 | 0.31543
2018-10-30 12:00 | 10 | 12 | 3 | 1 | 1 | 0.36334 | 163.4947 | 163.4947 | 18.1669 | 16.2515 | 9.7834 | 12.9006 | 12.9006 | 2657.0262 | 18.1669 | 0 | 2361.7868 | 295.2394 | 0 | 234.3643 | 0 | 0 | 145.3277 | 0 | 0 | 2361.7868 | 295.2394 | 0 | 234.3643 | 0 | 0 | 0.36334 | 0.19698
2018-10-30 13:00 | 10 | 13 | 3 | 1 | 1 | 0.2473 | 153.0963 | 153.0963 | 12.3648 | 16.2515 | 9.7834 | 12.9006 | 12.9006 | 2488.0375 | 12.3648 | 0 | 2287.0915 | 200.946 | 0 | 159.5132 | 0 | 0 | 140.7315 | 0 | 0 | 2287.0915 | 200.946 | 0 | 159.5132 | 0 | 0 | 0.2473 | 0.44313
2018-10-30 14:00 | 10 | 14 | 3 | 1 | 1 | 0.29939 | 138.8151 | 138.8151 | 14.9697 | 16.2515 | 9.7834 | 12.9006 | 12.9006 | 2255.9481 | 14.9697 | 0 | 2012.6686 | 243.2794 | 0 | 193.1179 | 0 | 0 | 123.8454 | 0 | 0 | 2012.6686 | 243.2794 | 0 | 193.1179 | 0 | 0 | 0.29939 | 0.24127
2018-10-30 15:00 | 10 | 15 | 3 | 1 | 1 | 0.11568 | 122.2959 | 122.2959 | 5.7841 | 16.2515 | 9.7834 | 12.9006 | 12.9006 | 1987.487 | 5.7841 | 0 | 1893.4861 | 94.0009 | 0 | 74.6189 | 0 | 0 | 116.5118 | 0 | 0 | 1893.4861 | 94.0009 | 0 | 74.6189 | 0 | 0 | 0.11568 | 0.11212
2018-10-30 16:00 | 10 | 16 | 3 | 1 | 1 | 0.00053861 | 103.9823 | 103.9823 | 0.02693 | 16.2515 | 9.7834 | 12.9006 | 12.9006 | 1689.8639 | 0.02693 | 0 | 1689.4262 | 0.43766 | 0 | 0.34742 | 0 | 0 | 103.9554 | 0 | 0 | 1689.4262 | 0.43766 | 0 | 0.34742 | 0 | 0 | 0.00053861 | 0
2018-10-30 17:00 | 10 | 17 | 3 | 1 | 1 | 0 | 96.0307 | 96.0307 | 0 | 16.2515 | 9.7834 | 12.9006 | 12.9006 | 1560.6391 | 0 | 0 | 1560.6391 | 0 | 0 | 0 | 0 | 0 | 96.0307 | 0 | 0 | 1560.6391 | 0 | 0 | 0 | 0 | 0 | 0 | 0
2018-10-30 18:00 | 10 | 18 | 3 | 1 | 1 | 0 | 97.6048 | 97.6048 | 0 | 16.2515 | 9.7834 | 12.9006 | 12.9006 | 1586.22 | 0 | 0 | 1586.22 | 0 | 0 | 0 | 0 | 0 | 97.6048 | 0 | 0 | 1586.22 | 0 | 0 | 0 | 0 | 0 | 0 | 0
2018-10-30 19:00 | 10 | 19 | 3 | 1 | 0 | 0 | 91.8172 | 91.8172 | 0 | 16.2515 | 9.7834 | 12.9006 | 12.9006 | 1492.163 | 0 | 0 | 1492.163 | 0 | 0 | 0 | 0 | 0 | 91.8172 | 0 | 0 | 1492.163 | 0 | 0 | 0 | 0 | 0 | 0 | 0
2018-10-30 20:00 | 10 | 20 | 3 | 1 | 0 | 0 | 80.3844 | 80.3844 | 0 | 16.2515 | 9.7834 | 12.9006 | 12.9006 | 1306.3639 | 0 | 0 | 1306.3639 | 0 | 0 | 0 | 0 | 0 | 80.3844 | 0 | 0 | 1306.3639 | 0 | 0 | 0 | 0 | 0 | 0 | 0
2018-10-30 21:00 | 10 | 21 | 3 | 1 | 0 | 0 | 72.9129 | 72.9129 | 0 | 16.2515 | 9.7834 | 12.9006 | 12.9006 | 1184.9404 | 0 | 0 | 1184.9404 | 0 | 0 | 0 | 0 | 0 | 72.9129 | 0 | 0 | 1184.9404 | 0 | 0 | 0 | 0 | 0 | 0 | 0
2018-10-30 22:00 | 10 | 22 | 3 | 1 | 0 | 0 | 70.3512 | 70.3512 | 0 | 16.2515 | 9.7834 | 12.9006 | 12.9006 | 1143.3098 | 0 | 0 | 1143.3098 | 0 | 0 | 0 | 0 | 0 | 70.3512 | 0 | 0 | 1143.3098 | 0 | 0 | 0 | 0 | 0 | 0 | 0
2018-10-30 23:00 | 10 | 23 | 3 | 1 | 0 | 0 | 70.0678 | 70.0678 | 0 | 16.2515 | 9.7834 | 12.9006 | 12.9006 | 1138.7043 | 0 | 0 | 1138.7043 | 0 | 0 | 0 | 0 | 0 | 70.0678 | 0 | 0 | 1138.7043 | 0 | 0 | 0 | 0 | 0 | 0 | 0
2018-10-31 | 10 | 0 | 4 | 1 | 0 | 0 | 70.7234 | 70.7234 | 0 | 16.2515 | 9.7834 | 12.9006 | 12.9006 | 1149.3587 | 0 | 0 | 1149.3587 | 0 | 0 | 0 | 0 | 0 | 70.7234 | 0 | 0 | 1149.3587 | 0 | 0 | 0 | 0 | 0 | 0 | 0
2018-10-31 01:00 | 10 | 1 | 4 | 1 | 0 | 0 | 71.498 | 71.498 | 0 | 16.2515 | 9.7834 | 12.9006 | 12.9006 | 1161.9467 | 0 | 0 | 1161.9467 | 0 | 0 | 0 | 0 | 0 | 71.498 | 0 | 0 | 1161.9467 | 0 | 0 | 0 | 0 | 0 | 0 | 0
2018-10-31 02:00 | 10 | 2 | 4 | 1 | 0 | 0 | 74.2361 | 74.2361 | 0 | 16.2515 | 9.7834 | 12.9006 | 12.9006 | 1206.445 | 0 | 0 | 1206.445 | 0 | 0 | 0 | 0 | 0 | 74.2361 | 0 | 0 | 1206.445 | 0 | 0 | 0 | 0 | 0 | 0 | 0
2018-10-31 03:00 | 10 | 3 | 4 | 1 | 0 | 0 | 82.6683 | 82.6683 | 0 | 16.2515 | 9.7834 | 12.9006 | 12.9006 | 1343.4801 | 0 | 0 | 1343.4801 | 0 | 0 | 0 | 0 | 0 | 82.6683 | 0 | 0 | 1343.4801 | 0 | 0 | 0 | 0 | 0 | 0 | 0
2018-10-31 04:00 | 10 | 4 | 4 | 1 | 0 | 0 | 96.493 | 96.493 | 0 | 16.2515 | 9.7834 | 12.9006 | 12.9006 | 1568.1518 | 0 | 0 | 1568.1518 | 0 | 0 | 0 | 0 | 0 | 96.493 | 0 | 0 | 1568.1518 | 0 | 0 | 0 | 0 | 0 | 0 | 0
2018-10-31 05:00 | 10 | 5 | 4 | 1 | 0 | 0 | 131.4177 | 131.4177 | 0 | 16.2515 | 9.7834 | 12.9006 | 12.9006 | 2135.7284 | 0 | 0 | 2135.7284 | 0 | 0 | 0 | 0 | 0 | 131.4177 | 0 | 0 | 2135.7284 | 0 | 0 | 0 | 0 | 0 | 0 | 0
2018-10-31 06:00 | 10 | 6 | 4 | 1 | 0 | 0 | 151.9152 | 151.9152 | 0 | 16.2515 | 9.7834 | 12.9006 | 12.9006 | 2468.8425 | 0 | 0 | 2468.8425 | 0 | 0 | 0 | 0 | 0 | 151.9152 | 0 | 0 | 2468.8425 | 0 | 0 | 0 | 0 | 0 | 0 | 0
2018-10-31 07:00 | 10 | 7 | 4 | 1 | 0 | 0.0043518 | 156.98 | 156.98 | 0.21759 | 16.2515 | 9.7834 | 12.9006 | 12.9006 | 2551.1536 | 0.21759 | 0 | 2547.6174 | 3.5362 | 0 | 2.8071 | 0 | 0 | 156.7624 | 0 | 0 | 2547.6174 | 3.5362 | 0 | 2.8071 | 0 | 0 | 0.0043518 | 0.012939
2018-10-31 08:00 | 10 | 8 | 4 | 1 | 0 | 0.18827 | 165.9458 | 165.9458 | 9.4137 | 16.2515 | 9.7834 | 12.9006 | 12.9006 | 2696.8616 | 9.4137 | 0 | 2543.8753 | 152.9863 | 0 | 121.4423 | 0 | 0 | 156.5321 | 0 | 0 | 2543.8753 | 152.9863 | 0 | 121.4423 | 0 | 0 | 0.18827 | 0.13095
2018-10-31 09:00 | 10 | 9 | 4 | 1 | 0 | 0.33151 | 175.7848 | 175.7848 | 16.5754 | 16.2515 | 9.7834 | 12.9006 | 12.9006 | 2856.7589 | 16.5754 | 0 | 2587.3845 | 269.3744 | 0 | 213.8324 | 0 | 0 | 159.2094 | 0 | 0 | 2587.3845 | 269.3744 | 0 | 213.8324 | 0 | 0 | 0.33151 | 0.30996
2018-10-31 10:00 | 10 | 10 | 4 | 1 | 0 | 0.28965 | 182.2869 | 182.2869 | 14.4823 | 16.2515 | 9.7834 | 12.9006 | 12.9006 | 2962.428 | 14.4823 | 0 | 2727.0695 | 235.3585 | 0 | 186.8302 | 0 | 0 | 167.8046 | 0 | 0 | 2727.0695 | 235.3585 | 0 | 186.8302 | 0 | 0 | 0.28965 | 0.5443
2018-10-31 11:00 | 10 | 11 | 4 | 1 | 1 | 0.56938 | 181.9225 | 181.9225 | 28.4691 | 16.2515 | 9.7834 | 12.9006 | 12.9006 | 2956.5058 | 28.4691 | 0 | 2493.8406 | 462.6652 | 0 | 367.2688 | 0 | 0 | 153.4534 | 0 | 0 | 2493.8406 | 462.6652 | 0 | 367.2688 | 0 | 0 | 0.56938 | 0.52573
2018-10-31 12:00 | 10 | 12 | 4 | 1 | 1 | 0.41794 | 174.852 | 174.852 | 20.897 | 16.2515 | 9.7834 | 12.9006 | 12.9006 | 2841.5998 | 20.897 | 0 | 2501.9939 | 339.6059 | 0 | 269.5829 | 0 | 0 | 153.9551 | 0 | 0 | 2501.9939 | 339.6059 | 0 | 269.5829 | 0 | 0 | 0.41794 | 0.57137
2018-10-31 13:00 | 10 | 13 | 4 | 1 | 1 | 0.46886 | 167.1667 | 167.1667 | 23.4432 | 16.2515 | 9.7834 | 12.9006 | 12.9006 | 2716.7019 | 23.4432 | 0 | 2335.7149 | 380.987 | 0 | 302.4317 | 0 | 0 | 143.7234 | 0 | 0 | 2335.7149 | 380.987 | 0 | 302.4317 | 0 | 0 | 0.46886 | 0.52493
2018-10-31 14:00 | 10 | 14 | 4 | 1 | 1 | 0.45946 | 151.3644 | 151.3644 | 22.9729 | 16.2515 | 9.7834 | 12.9006 | 12.9006 | 2459.8918 | 22.9729 | 0 | 2086.5495 | 373.3423 | 0 | 296.3633 | 0 | 0 | 128.3915 | 0 | 0 | 2086.5495 | 373.3423 | 0 | 296.3633 | 0 | 0 | 0.45946 | 0.45809
2018-10-31 15:00 | 10 | 15 | 4 | 1 | 1 | 0.32954 | 132.5759 | 132.5759 | 16.477 | 16.2515 | 9.7834 | 12.9006 | 12.9006 | 2154.5521 | 16.477 | 0 | 1886.776 | 267.7761 | 0 | 212.5636 | 0 | 0 | 116.0989 | 0 | 0 | 1886.776 | 267.7761 | 0 | 212.5636 | 0 | 0 | 0.32954 | 0.32576
2018-10-31 16:00 | 10 | 16 | 4 | 1 | 1 | 0.13238 | 113.4648 | 113.4648 | 6.6189 | 16.2515 | 9.7834 | 12.9006 | 12.9006 | 1843.9689 | 6.6189 | 0 | 1736.4021 | 107.5668 | 0 | 85.3877 | 0 | 0 | 106.8459 | 0 | 0 | 1736.4021 | 107.5668 | 0 | 85.3877 | 0 | 0 | 0.13238 | 0.13867
2018-10-31 17:00 | 10 | 17 | 4 | 1 | 1 | 0 | 107.3998 | 107.3998 | 0 | 16.2515 | 9.7834 | 12.9006 | 12.9006 | 1745.4036 | 0 | 0 | 1745.4036 | 0 | 0 | 0 | 0 | 0 | 107.3998 | 0 | 0 | 1745.4036 | 0 | 0 | 0 | 0 | 0 | 0 | 0
2018-10-31 18:00 | 10 | 18 | 4 | 1 | 1 | 0 | 107.0694 | 107.0694 | 0 | 16.2515 | 9.7834 | 12.9006 | 12.9006 | 1740.0344 | 0 | 0 | 1740.0344 | 0 | 0 | 0 | 0 | 0 | 107.0694 | 0 | 0 | 1740.0344 | 0 | 0 | 0 | 0 | 0 | 0 | 0
2018-10-31 19:00 | 10 | 19 | 4 | 1 | 0 | 0 | 100.9075 | 100.9075 | 0 | 16.2515 | 9.7834 | 12.9006 | 12.9006 | 1639.8938 | 0 | 0 | 1639.8938 | 0 | 0 | 0 | 0 | 0 | 100.9075 | 0 | 0 | 1639.8938 | 0 | 0 | 0 | 0 | 0 | 0 | 0
2018-10-31 20:00 | 10 | 20 | 4 | 1 | 0 | 0 | 87.688 | 87.688 | 0 | 16.2515 | 9.7834 | 12.9006 | 12.9006 | 1425.0579 | 0 | 0 | 1425.0579 | 0 | 0 | 0 | 0 | 0 | 87.688 | 0 | 0 | 1425.0579 | 0 | 0 | 0 | 0 | 0 | 0 | 0
2018-10-31 21:00 | 10 | 21 | 4 | 1 | 0 | 0 | 78.6128 | 78.6128 | 0 | 16.2515 | 9.7834 | 12.9006 | 12.9006 | 1277.5729 | 0 | 0 | 1277.5729 | 0 | 0 | 0 | 0 | 0 | 78.6128 | 0 | 0 | 1277.5729 | 0 | 0 | 0 | 0 | 0 | 0 | 0
2018-10-31 22:00 | 10 | 22 | 4 | 1 | 0 | 0 | 74.1438 | 74.1438 | 0 | 16.2515 | 9.7834 | 12.9006 | 12.9006 | 1204.9449 | 0 | 0 | 1204.9449 | 0 | 0 | 0 | 0 | 0 | 74.1438 | 0 | 0 | 1204.9449 | 0 | 0 | 0 | 0 | 0 | 0 | 0
2018-10-31 23:00 | 10 | 23 | 4 | 1 | 0 | 0 | 73.2789 | 73.2789 | 0 | 16.2515 | 9.7834 | 12.9006 | 12.9006 | 1190.8888 | 0 | 0 | 1190.8888 | 0 | 0 | 0 | 0 | 0 | 73.2789 | 0 | 0 | 1190.8888 | 0 | 0 | 0 | 0 | 0 | 0 | 0
2018-11-01 | 11 | 0 | 5 | 0 | 0 | 0 | 73.4037 | 73.4037 | 0 | 16.2515 | 9.7834 | 12.9006 | 12.9006 | 1192.9167 | 0 | 0 | 1192.9167 | 0 | 0 | 0 | 0 | 0 | 73.4037 | 0 | 0 | 1192.9167 | 0 | 0 | 0 | 0 | 0 | 0 | 0
2018-11-01 01:00 | 11 | 1 | 5 | 0 | 0 | 0 | 73.0953 | 73.0953 | 0 | 16.2515 | 9.7834 | 12.9006 | 12.9006 | 1187.9054 | 0 | 0 | 1187.9054 | 0 | 0 | 0 | 0 | 0 | 73.0953 | 0 | 0 | 1187.9054 | 0 | 0 | 0 | 0 | 0 | 0 | 0
2018-11-01 02:00 | 11 | 2 | 5 | 0 | 0 | 0 | 75.4944 | 75.4944 | 0 | 16.2515 | 9.7834 | 12.9006 | 12.9006 | 1226.8945 | 0 | 0 | 1226.8945 | 0 | 0 | 0 | 0 | 0 | 75.4944 | 0 | 0 | 1226.8945 | 0 | 0 | 0 | 0 | 0 | 0 | 0
2018-11-01 03:00 | 11 | 3 | 5 | 0 | 0 | 0 | 83.6916 | 83.6916 | 0 | 16.2515 | 9.7834 | 12.9006 | 12.9006 | 1360.1103 | 0 | 0 | 1360.1103 | 0 | 0 | 0 | 0 | 0 | 83.6916 | 0 | 0 | 1360.1103 | 0 | 0 | 0 | 0 | 0 | 0 | 0
2018-11-01 04:00 | 11 | 4 | 5 | 0 | 0 | 0 | 97.4236 | 97.4236 | 0 | 16.2515 | 9.7834 | 12.9006 | 12.9006 | 1583.2751 | 0 | 0 | 1583.2751 | 0 | 0 | 0 | 0 | 0 | 97.4236 | 0 | 0 | 1583.2751 | 0 | 0 | 0 | 0 | 0 | 0 | 0
2018-11-01 05:00 | 11 | 5 | 5 | 0 | 0 | 0 | 130.3567 | 130.3567 | 0 | 16.2515 | 9.7834 | 12.9006 | 12.9006 | 2118.4861 | 0 | 0 | 2118.4861 | 0 | 0 | 0 | 0 | 0 | 130.3567 | 0 | 0 | 2118.4861 | 0 | 0 | 0 | 0 | 0 | 0 | 0
2018-11-01 06:00 | 11 | 6 | 5 | 0 | 0 | 0 | 150.9324 | 150.9324 | 0 | 16.2515 | 9.7834 | 12.9006 | 12.9006 | 2452.8715 | 0 | 0 | 2452.8715 | 0 | 0 | 0 | 0 | 0 | 150.9324 | 0 | 0 | 2452.8715 | 0 | 0 | 0 | 0 | 0 | 0 | 0
2018-11-01 07:00 | 11 | 7 | 5 | 0 | 0 | 0.031666 | 155.7709 | 155.7709 | 1.5833 | 16.2515 | 9.7834 | 12.9006 | 12.9006 | 2531.5041 | 1.5833 | 0 | 2505.7733 | 25.7308 | 0 | 20.4254 | 0 | 0 | 154.1876 | 0 | 0 | 2505.7733 | 25.7308 | 0 | 20.4254 | 0 | 0 | 0.031666 | 0.00078933
2018-11-01 08:00 | 11 | 8 | 5 | 0 | 0 | 0.25189 | 163.189 | 163.189 | 12.5944 | 16.2515 | 9.7834 | 12.9006 | 12.9006 | 2652.0596 | 12.5944 | 0 | 2447.3814 | 204.6782 | 0 | 162.4758 | 0 | 0 | 150.5946 | 0 | 0 | 2447.3814 | 204.6782 | 0 | 162.4758 | 0 | 0 | 0.25189 | 0.051534
2018-11-01 09:00 | 11 | 9 | 5 | 0 | 0 | 0.34069 | 172.8028 | 172.8028 | 17.0347 | 16.2515 | 9.7834 | 12.9006 | 12.9006 | 2808.2966 | 17.0347 | 0 | 2531.4587 | 276.8379 | 0 | 219.757 | 0 | 0 | 155.7681 | 0 | 0 | 2531.4587 | 276.8379 | 0 | 219.757 | 0 | 0 | 0.34069 | 0.098636
2018-11-01 10:00 | 11 | 10 | 5 | 0 | 0 | 0.38367 | 176.3254 | 176.3254 | 19.1837 | 16.2515 | 9.7834 | 12.9006 | 12.9006 | 2865.5448 | 19.1837 | 0 | 2553.7809 | 311.7639 | 0 | 247.4817 | 0 | 0 | 157.1417 | 0 | 0 | 2553.7809 | 311.7639 | 0 | 247.4817 | 0 | 0 | 0.38367 | 0.27166
2018-11-01 11:00 | 11 | 11 | 5 | 0 | 1 | 0.19878 | 172.3759 | 172.3759 | 9.939 | 16.2515 | 9.7834 | 12.9006 | 12.9006 | 2801.3592 | 9.939 | 0 | 2639.8351 | 161.524 | 0 | 128.2196 | 0 | 0 | 162.4368 | 0 | 0 | 2639.8351 | 161.524 | 0 | 128.2196 | 0 | 0 | 0.19878 | 0.18932
2018-11-01 12:00 | 11 | 12 | 5 | 0 | 1 | 0.312 | 161.5571 | 161.5571 | 15.5999 | 16.2515 | 9.7834 | 12.9006 | 12.9006 | 2625.5379 | 15.5999 | 0 | 2372.0177 | 253.5203 | 0 | 201.2472 | 0 | 0 | 145.9572 | 0 | 0 | 2372.0177 | 253.5203 | 0 | 201.2472 | 0 | 0 | 0.312 | 0.22499
2018-11-01 13:00 | 11 | 13 | 5 | 0 | 1 | 0.23422 | 147.9767 | 147.9767 | 11.7111 | 16.2515 | 9.7834 | 12.9006 | 12.9006 | 2404.837 | 11.7111 | 0 | 2214.5145 | 190.3224 | 0 | 151.0801 | 0 | 0 | 136.2656 | 0 | 0 | 2214.5145 | 190.3224 | 0 | 151.0801 | 0 | 0 | 0.23422 | 0.23567
2018-11-01 14:00 | 11 | 14 | 5 | 0 | 1 | 0.3499 | 131.1135 | 131.1135 | 17.4948 | 16.2515 | 9.7834 | 12.9006 | 12.9006 | 2130.7859 | 17.4948 | 0 | 1846.47 | 284.316 | 0 | 225.6932 | 0 | 0 | 113.6187 | 0 | 0 | 1846.47 | 284.316 | 0 | 225.6932 | 0 | 0 | 0.3499 | 0.17941
2018-11-01 15:00 | 11 | 15 | 5 | 0 | 1 | 0.13158 | 116.673 | 116.673 | 6.5792 | 16.2515 | 9.7834 | 12.9006 | 12.9006 | 1896.1057 | 6.5792 | 0 | 1789.1841 | 106.9216 | 0 | 84.8755 | 0 | 0 | 110.0938 | 0 | 0 | 1789.1841 | 106.9216 | 0 | 84.8755 | 0 | 0 | 0.13158 | 0.10732
2018-11-01 16:00 | 11 | 16 | 5 | 0 | 1 | 0.072779 | 99.4391 | 99.4391 | 3.639 | 16.2515 | 9.7834 | 12.9006 | 12.9006 | 1616.0306 | 3.639 | 0 | 1556.8922 | 59.1385 | 0 | 46.9448 | 0 | 0 | 95.8002 | 0 | 0 | 1556.8922 | 59.1385 | 0 | 46.9448 | 0 | 0 | 0.072779 | 0.042882
2018-11-01 17:00 | 11 | 17 | 5 | 0 | 1 | 0 | 96.1646 | 96.1646 | 0 | 16.2515 | 9.7834 | 12.9006 | 12.9006 | 1562.814 | 0 | 0 | 1562.814 | 0 | 0 | 0 | 0 | 0 | 96.1646 | 0 | 0 | 1562.814 | 0 | 0 | 0 | 0 | 0 | 0 | 0
2018-11-01 18:00 | 11 | 18 | 5 | 0 | 1 | 0 | 99.2378 | 99.2378 | 0 | 16.2515 | 9.7834 | 12.9006 | 12.9006 | 1612.7587 | 0 | 0 | 1612.7587 | 0 | 0 | 0 | 0 | 0 | 99.2378 | 0 | 0 | 1612.7587 | 0 | 0 | 0 | 0 | 0 | 0 | 0
2018-11-01 19:00 | 11 | 19 | 5 | 0 | 0 | 0 | 94.2259 | 94.2259 | 0 | 16.2515 | 9.7834 | 12.9006 | 12.9006 | 1531.3087 | 0 | 0 | 1531.3087 | 0 | 0 | 0 | 0 | 0 | 94.2259 | 0 | 0 | 1531.3087 | 0 | 0 | 0 | 0 | 0 | 0 | 0
2018-11-01 20:00 | 11 | 20 | 5 | 0 | 0 | 0 | 82.6617 | 82.6617 | 0 | 16.2515 | 9.7834 | 12.9006 | 12.9006 | 1343.3727 | 0 | 0 | 1343.3727 | 0 | 0 | 0 | 0 | 0 | 82.6617 | 0 | 0 | 1343.3727 | 0 | 0 | 0 | 0 | 0 | 0 | 0
2018-11-01 21:00 | 11 | 21 | 5 | 0 | 0 | 0 | 75.9986 | 75.9986 | 0 | 16.2515 | 9.7834 | 12.9006 | 12.9006 | 1235.0875 | 0 | 0 | 1235.0875 | 0 | 0 | 0 | 0 | 0 | 75.9986 | 0 | 0 | 1235.0875 | 0 | 0 | 0 | 0 | 0 | 0 | 0
2018-11-01 22:00 | 11 | 22 | 5 | 0 | 0 | 0 | 73.7826 | 73.7826 | 0 | 16.2515 | 9.7834 | 12.9006 | 12.9006 | 1199.0742 | 0 | 0 | 1199.0742 | 0 | 0 | 0 | 0 | 0 | 73.7826 | 0 | 0 | 1199.0742 | 0 | 0 | 0 | 0 | 0 | 0 | 0
2018-11-01 23:00 | 11 | 23 | 5 | 0 | 0 | 0 | 73.8938 | 73.8938 | 0 | 16.2515 | 9.7834 | 12.9006 | 12.9006 | 1200.8817 | 0 | 0 | 1200.8817 | 0 | 0 | 0 | 0 | 0 | 73.8938 | 0 | 0 | 1200.8817 | 0 | 0 | 0 | 0 | 0 | 0 | 0
2018-11-02 | 11 | 0 | 6 | 0 | 0 | 0 | 74.7808 | 74.7808 | 0 | 16.2515 | 9.7834 | 12.9006 | 12.9006 | 1215.2976 | 0 | 0 | 1215.2976 | 0 | 0 | 0 | 0 | 0 | 74.7808 | 0 | 0 | 1215.2976 | 0 | 0 | 0 | 0 | 0 | 0 | 0
2018-11-02 01:00 | 11 | 1 | 6 | 0 | 0 | 0 | 75.5189 | 75.5189 | 0 | 16.2515 | 9.7834 | 12.9006 | 12.9006 | 1227.2924 | 0 | 0 | 1227.2924 | 0 | 0 | 0 | 0 | 0 | 75.5189 | 0 | 0 | 1227.2924 | 0 | 0 | 0 | 0 | 0 | 0 | 0
2018-11-02 02:00 | 11 | 2 | 6 | 0 | 0 | 0 | 77.5612 | 77.5612 | 0 | 16.2515 | 9.7834 | 12.9006 | 12.9006 | 1260.483 | 0 | 0 | 1260.483 | 0 | 0 | 0 | 0 | 0 | 77.5612 | 0 | 0 | 1260.483 | 0 | 0 | 0 | 0 | 0 | 0 | 0
2018-11-02 03:00 | 11 | 3 | 6 | 0 | 0 | 0 | 84.9681 | 84.9681 | 0 | 16.2515 | 9.7834 | 12.9006 | 12.9006 | 1380.8559 | 0 | 0 | 1380.8559 | 0 | 0 | 0 | 0 | 0 | 84.9681 | 0 | 0 | 1380.8559 | 0 | 0 | 0 | 0 | 0 | 0 | 0
2018-11-02 04:00 | 11 | 4 | 6 | 0 | 0 | 0 | 98.3929 | 98.3929 | 0 | 16.2515 | 9.7834 | 12.9006 | 12.9006 | 1599.0284 | 0 | 0 | 1599.0284 | 0 | 0 | 0 | 0 | 0 | 98.3929 | 0 | 0 | 1599.0284 | 0 | 0 | 0 | 0 | 0 | 0 | 0
2018-11-02 05:00 | 11 | 5 | 6 | 0 | 0 | 0 | 131.0215 | 131.0215 | 0 | 16.2515 | 9.7834 | 12.9006 | 12.9006 | 2129.2898 | 0 | 0 | 2129.2898 | 0 | 0 | 0 | 0 | 0 | 131.0215 | 0 | 0 | 2129.2898 | 0 | 0 | 0 | 0 | 0 | 0 | 0
2018-11-02 06:00 | 11 | 6 | 6 | 0 | 0 | 0 | 150.7346 | 150.7346 | 0 | 16.2515 | 9.7834 | 12.9006 | 12.9006 | 2449.6566 | 0 | 0 | 2449.6566 | 0 | 0 | 0 | 0 | 0 | 150.7346 | 0 | 0 | 2449.6566 | 0 | 0 | 0 | 0 | 0 | 0 | 0
2018-11-02 07:00 | 11 | 7 | 6 | 0 | 0 | 0.0025578 | 155.7559 | 155.7559 | 0.12789 | 16.2515 | 9.7834 | 12.9006 | 12.9006 | 2531.2598 | 0.12789 | 0 | 2529.1814 | 2.0784 | 0 | 1.6499 | 0 | 0 | 155.628 | 0 | 0 | 2529.1814 | 2.0784 | 0 | 1.6499 | 0 | 0 | 0.0025578 | 0.0076963
2018-11-02 08:00 | 11 | 8 | 6 | 0 | 0 | 0.050805 | 162.9566 | 162.9566 | 2.5402 | 16.2515 | 9.7834 | 12.9006 | 12.9006 | 2648.2829 | 2.5402 | 0 | 2607.0005 | 41.2824 | 0 | 32.7704 | 0 | 0 | 160.4164 | 0 | 0 | 2607.0005 | 41.2824 | 0 | 32.7704 | 0 | 0 | 0.050805 | 0.080947
2018-11-02 09:00 | 11 | 9 | 6 | 0 | 0 | 0.21525 | 172.7902 | 172.7902 | 10.7626 | 16.2515 | 9.7834 | 12.9006 | 12.9006 | 2808.0917 | 10.7626 | 0 | 2633.1837 | 174.9079 | 0 | 138.8439 | 0 | 0 | 162.0276 | 0 | 0 | 2633.1837 | 174.9079 | 0 | 138.8439 | 0 | 0 | 0.21525 | 0.14796
2018-11-02 10:00 | 11 | 10 | 6 | 0 | 0 | 0.33484 | 175.7846 | 175.7846 | 16.742 | 16.2515 | 9.7834 | 12.9006 | 12.9006 | 2856.7562 | 16.742 | 0 | 2584.6744 | 272.0819 | 0 | 215.9816 | 0 | 0 | 159.0426 | 0 | 0 | 2584.6744 | 272.0819 | 0 | 215.9816 | 0 | 0 | 0.33484 | 0.22098
2018-11-02 11:00 | 11 | 11 | 6 | 0 | 1 | 0.18312 | 172.5274 | 172.5274 | 9.1559 | 16.2515 | 9.7834 | 12.9006 | 12.9006 | 2803.821 | 9.1559 | 0 | 2655.0243 | 148.7967 | 0 | 118.1165 | 0 | 0 | 163.3715 | 0 | 0 | 2655.0243 | 148.7967 | 0 | 118.1165 | 0 | 0 | 0.18312 | 0.21521
2018-11-02 12:00 | 11 | 12 | 6 | 0 | 1 | 0.13349 | 163.1993 | 163.1993 | 6.6743 | 16.2515 | 9.7834 | 12.9006 | 12.9006 | 2652.2269 | 6.6743 | 0 | 2543.7598 | 108.4671 | 0 | 86.1024 | 0 | 0 | 156.525 | 0 | 0 | 2543.7598 | 108.4671 | 0 | 86.1024 | 0 | 0 | 0.13349 | 0.30143
2018-11-02 13:00 | 11 | 13 | 6 | 0 | 1 | 0.15695 | 150.2702 | 150.2702 | 7.8476 | 16.2515 | 9.7834 | 12.9006 | 12.9006 | 2442.1092 | 7.8476 | 0 | 2314.5743 | 127.5349 | 0 | 101.2387 | 0 | 0 | 142.4226 | 0 | 0 | 2314.5743 | 127.5349 | 0 | 101.2387 | 0 | 0 | 0.15695 | 0.23491
2018-11-02 14:00 | 11 | 14 | 6 | 0 | 1 | 0.26115 | 132.2417 | 132.2417 | 13.0575 | 16.2515 | 9.7834 | 12.9006 | 12.9006 | 2149.1203 | 13.0575 | 0 | 1936.9177 | 212.2026 | 0 | 168.4488 | 0 | 0 | 119.1843 | 0 | 0 | 1936.9177 | 212.2026 | 0 | 168.4488 | 0 | 0 | 0.26115 | 0.20807
2018-11-02 15:00 | 11 | 15 | 6 | 0 | 1 | 0.065538 | 115.7181 | 115.7181 | 3.2769 | 16.2515 | 9.7834 | 12.9006 | 12.9006 | 1880.5871 | 3.2769 | 0 | 1827.3325 | 53.2546 | 0 | 42.2741 | 0 | 0 | 112.4412 | 0 | 0 | 1827.3325 | 53.2546 | 0 | 42.2741 | 0 | 0 | 0.065538 | 0.14268
2018-11-02 16:00 | 11 | 16 | 6 | 0 | 1 | 0.034853 | 98.6632 | 98.6632 | 1.7426 | 16.2515 | 9.7834 | 12.9006 | 12.9006 | 1603.4207 | 1.7426 | 0 | 1575.1002 | 28.3204 | 0 | 22.4811 | 0 | 0 | 96.9206 | 0 | 0 | 1575.1002 | 28.3204 | 0 | 22.4811 | 0 | 0 | 0.034853 | 0.058113
2018-11-02 17:00 | 11 | 17 | 6 | 0 | 1 | 0 | 94.9498 | 94.9498 | 0 | 16.2515 | 9.7834 | 12.9006 | 12.9006 | 1543.0728 | 0 | 0 | 1543.0728 | 0 | 0 | 0 | 0 | 0 | 94.9498 | 0 | 0 | 1543.0728 | 0 | 0 | 0 | 0 | 0 | 0 | 0
2018-11-02 18:00 | 11 | 18 | 6 | 0 | 1 | 0 | 97.0915 | 97.0915 | 0 | 16.2515 | 9.7834 | 12.9006 | 12.9006 | 1577.8784 | 0 | 0 | 1577.8784 | 0 | 0 | 0 | 0 | 0 | 97.0915 | 0 | 0 | 1577.8784 | 0 | 0 | 0 | 0 | 0 | 0 | 0
2018-11-02 19:00 | 11 | 19 | 6 | 0 | 0 | 0 | 92.1682 | 92.1682 | 0 | 16.2515 | 9.7834 | 12.9006 | 12.9006 | 1497.8668 | 0 | 0 | 1497.8668 | 0 | 0 | 0 | 0 | 0 | 92.1682 | 0 | 0 | 1497.8668 | 0 | 0 | 0 | 0 | 0 | 0 | 0
2018-11-02 20:00 | 11 | 20 | 6 | 0 | 0 | 0 | 82.1564 | 82.1564 | 0 | 16.2515 | 9.7834 | 12.9006 | 12.9006 | 1335.1618 | 0 | 0 | 1335.1618 | 0 | 0 | 0 | 0 | 0 | 82.1564 | 0 | 0 | 1335.1618 | 0 | 0 | 0 | 0 | 0 | 0 | 0
2018-11-02 21:00 | 11 | 21 | 6 | 0 | 0 | 0 | 77.5836 | 77.5836 | 0 | 16.2515 | 9.7834 | 12.9006 | 12.9006 | 1260.8473 | 0 | 0 | 1260.8473 | 0 | 0 | 0 | 0 | 0 | 77.5836 | 0 | 0 | 1260.8473 | 0 | 0 | 0 | 0 | 0 | 0 | 0
2018-11-02 22:00 | 11 | 22 | 6 | 0 | 0 | 0 | 76.1018 | 76.1018 | 0 | 16.2515 | 9.7834 | 12.9006 | 12.9006 | 1236.7649 | 0 | 0 | 1236.7649 | 0 | 0 | 0 | 0 | 0 | 76.1018 | 0 | 0 | 1236.7649 | 0 | 0 | 0 | 0 | 0 | 0 | 0
2018-11-02 23:00 | 11 | 23 | 6 | 0 | 0 | 0 | 76.257 | 76.257 | 0 | 16.2515 | 9.7834 | 12.9006 | 12.9006 | 1239.2878 | 0 | 0 | 1239.2878 | 0 | 0 | 0 | 0 | 0 | 76.257 | 0 | 0 | 1239.2878 | 0 | 0 | 0 | 0 | 0 | 0 | 0
2018-11-03 | 11 | 0 | 7 | 0 | 0 | 0 | 68.6337 | 68.6337 | 0 | 16.2515 | 9.7834 | 12.9006 | 12.9006 | 1115.3971 | 0 | 0 | 1115.3971 | 0 | 0 | 0 | 0 | 0 | 68.6337 | 0 | 0 | 1115.3971 | 0 | 0 | 0 | 0 | 0 | 0 | 0
2018-11-03 01:00 | 11 | 1 | 7 | 0 | 0 | 0 | 65.3051 | 65.3051 | 0 | 16.2515 | 9.7834 | 12.9006 | 12.9006 | 1061.3026 | 0 | 0 | 1061.3026 | 0 | 0 | 0 | 0 | 0 | 65.3051 | 0 | 0 | 1061.3026 | 0 | 0 | 0 | 0 | 0 | 0 | 0
2018-11-03 02:00 | 11 | 2 | 7 | 0 | 0 | 0 | 64.5769 | 64.5769 | 0 | 16.2515 | 9.7834 | 12.9006 | 12.9006 | 1049.4685 | 0 | 0 | 1049.4685 | 0 | 0 | 0 | 0 | 0 | 64.5769 | 0 | 0 | 1049.4685 | 0 | 0 | 0 | 0 | 0 | 0 | 0
2018-11-03 03:00 | 11 | 3 | 7 | 0 | 0 | 0 | 64.168 | 64.168 | 0 | 16.2515 | 9.7834 | 12.9006 | 12.9006 | 1042.8242 | 0 | 0 | 1042.8242 | 0 | 0 | 0 | 0 | 0 | 64.168 | 0 | 0 | 1042.8242 | 0 | 0 | 0 | 0 | 0 | 0 | 0
2018-11-03 04:00 | 11 | 4 | 7 | 0 | 0 | 0 | 63.048 | 63.048 | 0 | 16.2515 | 9.7834 | 12.9006 | 12.9006 | 1024.6226 | 0 | 0 | 1024.6226 | 0 | 0 | 0 | 0 | 0 | 63.048 | 0 | 0 | 1024.6226 | 0 | 0 | 0 | 0 | 0 | 0 | 0
2018-11-03 05:00 | 11 | 5 | 7 | 0 | 0 | 0 | 79.283 | 79.283 | 0 | 16.2515 | 9.7834 | 12.9006 | 12.9006 | 1288.4636 | 0 | 0 | 1288.4636 | 0 | 0 | 0 | 0 | 0 | 79.283 | 0 | 0 | 1288.4636 | 0 | 0 | 0 | 0 | 0 | 0 | 0
2018-11-03 06:00 | 11 | 6 | 7 | 0 | 0 | 0 | 78.2383 | 78.2383 | 0 | 16.2515 | 9.7834 | 12.9006 | 12.9006 | 1271.487 | 0 | 0 | 1271.487 | 0 | 0 | 0 | 0 | 0 | 78.2383 | 0 | 0 | 1271.487 | 0 | 0 | 0 | 0 | 0 | 0 | 0
2018-11-03 07:00 | 11 | 7 | 7 | 0 | 0 | 0.029813 | 63.4242 | 63.4242 | 1.4907 | 16.2515 | 9.7834 | 12.9006 | 12.9006 | 1030.7357 | 1.4907 | 0 | 1006.5101 | 24.2256 | 0 | 19.2305 | 0 | 0 | 61.9335 | 0 | 0 | 1006.5101 | 24.2256 | 0 | 19.2305 | 0 | 0 | 0.029813 | 0.0081203
2018-11-03 08:00 | 11 | 8 | 7 | 0 | 0 | 0.24509 | 53.1991 | 53.1991 | 12.2543 | 16.2515 | 9.7834 | 12.9006 | 12.9006 | 864.5626 | 12.2543 | 0 | 665.4124 | 199.1502 | 0 | 158.0877 | 0 | 0 | 40.9448 | 0 | 0 | 665.4124 | 199.1502 | 0 | 158.0877 | 0 | 0 | 0.24509 | 0.11108
2018-11-03 09:00 | 11 | 9 | 7 | 0 | 0 | 0.42212 | 51.9593 | 51.9593 | 21.1058 | 16.2515 | 9.7834 | 12.9006 | 12.9006 | 844.4136 | 21.1058 | 0 | 501.4144 | 342.9992 | 0 | 272.2766 | 0 | 0 | 30.8535 | 0 | 0 | 501.4144 | 342.9992 | 0 | 272.2766 | 0 | 0 | 0.42212 | 0.21663
2018-11-03 10:00 | 11 | 10 | 7 | 0 | 0 | 0.53428 | 51.7587 | 51.7587 | 26.7142 | 16.2515 | 9.7834 | 12.9006 | 12.9006 | 841.1546 | 26.7142 | 0 | 407.01 | 434.1447 | 0 | 344.6289 | 0 | 0 | 25.0445 | 0 | 0 | 407.01 | 434.1447 | 0 | 344.6289 | 0 | 0 | 0.53428 | 0.53971
2018-11-03 11:00 | 11 | 11 | 7 | 0 | 1 | 0.44983 | 49.9938 | 49.9938 | 22.4916 | 16.2515 | 9.7834 | 12.9006 | 12.9006 | 812.4715 | 22.4916 | 0 | 446.9494 | 365.5221 | 0 | 290.1555 | 0 | 0 | 27.5021 | 0 | 0 | 446.9494 | 365.5221 | 0 | 290.1555 | 0 | 0 | 0.44983 | 0.51611
2018-11-03 12:00 | 11 | 12 | 7 | 0 | 1 | 0.30577 | 49.4091 | 49.4091 | 15.2886 | 16.2515 | 9.7834 | 12.9006 | 12.9006 | 802.9701 | 15.2886 | 0 | 554.5081 | 248.462 | 0 | 197.2319 | 0 | 0 | 34.1205 | 0 | 0 | 554.5081 | 248.462 | 0 | 197.2319 | 0 | 0 | 0.30577 | 0.65861
2018-11-03 13:00 | 11 | 13 | 7 | 0 | 1 | 0.2002 | 50.512 | 50.512 | 10.0099 | 16.2515 | 9.7834 | 12.9006 | 12.9006 | 820.893 | 10.0099 | 0 | 658.2184 | 162.6746 | 0 | 129.133 | 0 | 0 | 40.5021 | 0 | 0 | 658.2184 | 162.6746 | 0 | 129.133 | 0 | 0 | 0.2002 | 0.58612
2018-11-03 14:00 | 11 | 14 | 7 | 0 | 1 | 0.10795 | 50.588 | 50.588 | 5.3975 | 16.2515 | 9.7834 | 12.9006 | 12.9006 | 822.1284 | 5.3975 | 0 | 734.4111 | 87.7172 | 0 | 69.6309 | 0 | 0 | 45.1905 | 0 | 0 | 734.4111 | 87.7172 | 0 | 69.6309 | 0 | 0 | 0.10795 | 0.43756
2018-11-03 15:00 | 11 | 15 | 7 | 0 | 1 | 0.084737 | 51.1772 | 51.1772 | 4.2369 | 16.2515 | 9.7834 | 12.9006 | 12.9006 | 831.7043 | 4.2369 | 0 | 762.8491 | 68.8552 | 0 | 54.658 | 0 | 0 | 46.9404 | 0 | 0 | 762.8491 | 68.8552 | 0 | 54.658 | 0 | 0 | 0.084737 | 0.31368
2018-11-03 16:00 | 11 | 16 | 7 | 0 | 1 | 0.090867 | 53.0294 | 53.0294 | 4.5433 | 16.2515 | 9.7834 | 12.9006 | 12.9006 | 861.805 | 4.5433 | 0 | 787.9693 | 73.8356 | 0 | 58.6116 | 0 | 0 | 48.4861 | 0 | 0 | 787.9693 | 73.8356 | 0 | 58.6116 | 0 | 0 | 0.090867 | 0.1178
2018-11-03 17:00 | 11 | 17 | 7 | 0 | 1 | 0 | 63.095 | 63.095 | 0 | 16.2515 | 9.7834 | 12.9006 | 12.9006 | 1025.3849 | 0 | 0 | 1025.3849 | 0 | 0 | 0 | 0 | 0 | 63.095 | 0 | 0 | 1025.3849 | 0 | 0 | 0 | 0 | 0 | 0 | 0
2018-11-03 18:00 | 11 | 18 | 7 | 0 | 1 | 0 | 76.0254 | 76.0254 | 0 | 16.2515 | 9.7834 | 12.9006 | 12.9006 | 1235.5239 | 0 | 0 | 1235.5239 | 0 | 0 | 0 | 0 | 0 | 76.0254 | 0 | 0 | 1235.5239 | 0 | 0 | 0 | 0 | 0 | 0 | 0
2018-11-03 19:00 | 11 | 19 | 7 | 0 | 0 | 0 | 79.2721 | 79.2721 | 0 | 16.2515 | 9.7834 | 12.9006 | 12.9006 | 1288.2867 | 0 | 0 | 1288.2867 | 0 | 0 | 0 | 0 | 0 | 79.2721 | 0 | 0 | 1288.2867 | 0 | 0 | 0 | 0 | 0 | 0 | 0
2018-11-03 20:00 | 11 | 20 | 7 | 0 | 0 | 0 | 71.6725 | 71.6725 | 0 | 16.2515 | 9.7834 | 12.9006 | 12.9006 | 1164.782 | 0 | 0 | 1164.782 | 0 | 0 | 0 | 0 | 0 | 71.6725 | 0 | 0 | 1164.782 | 0 | 0 | 0 | 0 | 0 | 0 | 0
2018-11-03 21:00 | 11 | 21 | 7 | 0 | 0 | 0 | 69.0803 | 69.0803 | 0 | 16.2515 | 9.7834 | 12.9006 | 12.9006 | 1122.6549 | 0 | 0 | 1122.6549 | 0 | 0 | 0 | 0 | 0 | 69.0803 | 0 | 0 | 1122.6549 | 0 | 0 | 0 | 0 | 0 | 0 | 0
2018-11-03 22:00 | 11 | 22 | 7 | 0 | 0 | 0 | 68.0039 | 68.0039 | 0 | 16.2515 | 9.7834 | 12.9006 | 12.9006 | 1105.162 | 0 | 0 | 1105.162 | 0 | 0 | 0 | 0 | 0 | 68.0039 | 0 | 0 | 1105.162 | 0 | 0 | 0 | 0 | 0 | 0 | 0
2018-11-03 23:00 | 11 | 23 | 7 | 0 | 0 | 0 | 65.2169 | 65.2169 | 0 | 16.2515 | 9.7834 | 12.9006 | 12.9006 | 1059.8693 | 0 | 0 | 1059.8693 | 0 | 0 | 0 | 0 | 0 | 65.2169 | 0 | 0 | 1059.8693 | 0 | 0 | 0 | 0 | 0 | 0 | 0
2018-11-04 | 11 | 0 | 1 | 0 | 0 | 0 | 58.9031 | 58.9031 | 0 | 16.2515 | 9.7834 | 12.9006 | 12.9006 | 957.261 | 0 | 0 | 957.261 | 0 | 0 | 0 | 0 | 0 | 58.9031 | 0 | 0 | 957.261 | 0 | 0 | 0 | 0 | 0 | 0 | 0
2018-11-04 01:00 | 11 | 1 | 1 | 0 | 0 | 0 | 58.1011 | 58.1011 | 0 | 16.2515 | 9.7834 | 12.9006 | 12.9006 | 944.2281 | 0 | 0 | 944.2281 | 0 | 0 | 0 | 0 | 0 | 58.1011 | 0 | 0 | 944.2281 | 0 | 0 | 0 | 0 | 0 | 0 | 0
2018-11-04 02:00 | 11 | 2 | 1 | 0 | 0 | 0 | 57.1592 | 57.1592 | 0 | 16.2515 | 9.7834 | 12.9006 | 12.9006 | 928.9207 | 0 | 0 | 928.9207 | 0 | 0 | 0 | 0 | 0 | 57.1592 | 0 | 0 | 928.9207 | 0 | 0 | 0 | 0 | 0 | 0 | 0
2018-11-04 03:00 | 11 | 3 | 1 | 0 | 0 | 0 | 57.2126 | 57.2126 | 0 | 16.2515 | 9.7834 | 12.9006 | 12.9006 | 929.7875 | 0 | 0 | 929.7875 | 0 | 0 | 0 | 0 | 0 | 57.2126 | 0 | 0 | 929.7875 | 0 | 0 | 0 | 0 | 0 | 0 | 0
2018-11-04 04:00 | 11 | 4 | 1 | 0 | 0 | 0 | 58.0418 | 58.0418 | 0 | 16.2515 | 9.7834 | 12.9006 | 12.9006 | 943.2642 | 0 | 0 | 943.2642 | 0 | 0 | 0 | 0 | 0 | 58.0418 | 0 | 0 | 943.2642 | 0 | 0 | 0 | 0 | 0 | 0 | 0
2018-11-04 05:00 | 11 | 5 | 1 | 0 | 0 | 0 | 75.5162 | 75.5162 | 0 | 16.2515 | 9.7834 | 12.9006 | 12.9006 | 1227.2481 | 0 | 0 | 1227.2481 | 0 | 0 | 0 | 0 | 0 | 75.5162 | 0 | 0 | 1227.2481 | 0 | 0 | 0 | 0 | 0 | 0 | 0
2018-11-04 06:00 | 11 | 6 | 1 | 0 | 0 | 0 | 69.3578 | 69.3578 | 0 | 16.2515 | 9.7834 | 12.9006 | 12.9006 | 1127.1647 | 0 | 0 | 1127.1647 | 0 | 0 | 0 | 0 | 0 | 69.3578 | 0 | 0 | 1127.1647 | 0 | 0 | 0 | 0 | 0 | 0 | 0
2018-11-04 07:00 | 11 | 7 | 1 | 0 | 0 | 0 | 57.6062 | 57.6062 | 0 | 16.2515 | 9.7834 | 12.9006 | 12.9006 | 936.1852 | 0 | 0 | 936.1852 | 0 | 0 | 0 | 0 | 0 | 57.6062 | 0 | 0 | 936.1852 | 0 | 0 | 0 | 0 | 0 | 0 | 0.0026303
2018-11-04 08:00 | 11 | 8 | 1 | 0 | 0 | 0.024237 | 48.5873 | 48.5873 | 1.2118 | 16.2515 | 9.7834 | 12.9006 | 12.9006 | 789.6141 | 1.2118 | 0 | 769.92 | 19.6941 | 0 | 15.6334 | 0 | 0 | 47.3754 | 0 | 0 | 769.92 | 19.6941 | 0 | 15.6334 | 0 | 0 | 0.024237 | 0.12662
2018-11-04 09:00 | 11 | 9 | 1 | 0 | 0 | 0.11316 | 47.3618 | 47.3618 | 5.6581 | 16.2515 | 9.7834 | 12.9006 | 12.9006 | 769.6977 | 5.6581 | 0 | 677.7462 | 91.9516 | 0 | 72.9922 | 0 | 0 | 41.7037 | 0 | 0 | 677.7462 | 91.9516 | 0 | 72.9922 | 0 | 0 | 0.11316 | 0.25707
2018-11-04 10:00 | 11 | 10 | 1 | 0 | 0 | 0.13349 | 47.3478 | 47.3478 | 6.6745 | 16.2515 | 9.7834 | 12.9006 | 12.9006 | 769.4701 | 6.6745 | 0 | 660.9989 | 108.4712 | 0 | 86.1056 | 0 | 0 | 40.6732 | 0 | 0 | 660.9989 | 108.4712 | 0 | 86.1056 | 0 | 0 | 0.13349 | 0.36501
2018-11-04 11:00 | 11 | 11 | 1 | 0 | 1 | 0.28473 | 47.3528 | 47.3528 | 14.2366 | 16.2515 | 9.7834 | 12.9006 | 12.9006 | 769.5522 | 14.2366 | 0 | 538.1868 | 231.3655 | 0 | 183.6605 | 0 | 0 | 33.1162 | 0 | 0 | 538.1868 | 231.3655 | 0 | 183.6605 | 0 | 0 | 0.28473 | 0.39109
2018-11-04 12:00 | 11 | 12 | 1 | 0 | 1 | 0.34767 | 48.007 | 48.007 | 17.3834 | 16.2515 | 9.7834 | 12.9006 | 12.9006 | 780.1831 | 17.3834 | 0 | 497.6767 | 282.5064 | 0 | 224.2567 | 0 | 0 | 30.6235 | 0 | 0 | 497.6767 | 282.5064 | 0 | 224.2567 | 0 | 0 | 0.34767 | 0.35543
2018-11-04 13:00 | 11 | 13 | 1 | 0 | 1 | 0.10688 | 48.0648 | 48.0648 | 5.344 | 16.2515 | 9.7834 | 12.9006 | 12.9006 | 781.1236 | 5.344 | 0 | 694.2766 | 86.847 | 0 | 68.9401 | 0 | 0 | 42.7209 | 0 | 0 | 694.2766 | 86.847 | 0 | 68.9401 | 0 | 0 | 0.10688 | 0.29797
2018-11-04 14:00 | 11 | 14 | 1 | 0 | 1 | 0.078102 | 49.1919 | 49.1919 | 3.9051 | 16.2515 | 9.7834 | 12.9006 | 12.9006 | 799.4393 | 3.9051 | 0 | 735.9755 | 63.4638 | 0 | 50.3783 | 0 | 0 | 45.2867 | 0 | 0 | 735.9755 | 63.4638 | 0 | 50.3783 | 0 | 0 | 0.078102 | 0.19809
2018-11-04 15:00 | 11 | 15 | 1 | 0 | 1 | 0.11733 | 50.1038 | 50.1038 | 5.8667 | 16.2515 | 9.7834 | 12.9006 | 12.9006 | 814.2599 | 5.8667 | 0 | 718.9175 | 95.3424 | 0 | 75.6839 | 0 | 0 | 44.2371 | 0 | 0 | 718.9175 | 95.3424 | 0 | 75.6839 | 0 | 0 | 0.11733 | 0.13513
2018-11-04 16:00 | 11 | 16 | 1 | 0 | 1 | 0.049916 | 49.9007 | 49.9007 | 2.4958 | 16.2515 | 9.7834 | 12.9006 | 12.9006 | 810.959 | 2.4958 | 0 | 770.3987 | 40.5603 | 0 | 32.1972 | 0 | 0 | 47.4049 | 0 | 0 | 770.3987 | 40.5603 | 0 | 32.1972 | 0 | 0 | 0.049916 | 0.038509
2018-11-04 17:00 | 11 | 17 | 1 | 0 | 1 | 0 | 60.3826 | 60.3826 | 0 | 16.2515 | 9.7834 | 12.9006 | 12.9006 | 981.305 | 0 | 0 | 981.305 | 0 | 0 | 0 | 0 | 0 | 60.3826 | 0 | 0 | 981.305 | 0 | 0 | 0 | 0 | 0 | 0 | 0
2018-11-04 18:00 | 11 | 18 | 1 | 0 | 1 | 0 | 71.4037 | 71.4037 | 0 | 16.2515 | 9.7834 | 12.9006 | 12.9006 | 1160.4136 | 0 | 0 | 1160.4136 | 0 | 0 | 0 | 0 | 0 | 71.4037 | 0 | 0 | 1160.4136 | 0 | 0 | 0 | 0 | 0 | 0 | 0
2018-11-04 19:00 | 11 | 19 | 1 | 0 | 0 | 0 | 72.2902 | 72.2902 | 0 | 16.2515 | 9.7834 | 12.9006 | 12.9006 | 1174.8213 | 0 | 0 | 1174.8213 | 0 | 0 | 0 | 0 | 0 | 72.2902 | 0 | 0 | 1174.8213 | 0 | 0 | 0 | 0 | 0 | 0 | 0
2018-11-04 20:00 | 11 | 20 | 1 | 0 | 0 | 0 | 64.3128 | 64.3128 | 0 | 16.2515 | 9.7834 | 12.9006 | 12.9006 | 1045.1771 | 0 | 0 | 1045.1771 | 0 | 0 | 0 | 0 | 0 | 64.3128 | 0 | 0 | 1045.1771 | 0 | 0 | 0 | 0 | 0 | 0 | 0
2018-11-04 21:00 | 11 | 21 | 1 | 0 | 0 | 0 | 61.8318 | 61.8318 | 0 | 16.2515 | 9.7834 | 12.9006 | 12.9006 | 1004.8561 | 0 | 0 | 1004.8561 | 0 | 0 | 0 | 0 | 0 | 61.8318 | 0 | 0 | 1004.8561 | 0 | 0 | 0 | 0 | 0 | 0 | 0
2018-11-04 22:00 | 11 | 22 | 1 | 0 | 0 | 0 | 63.1746 | 63.1746 | 0 | 16.2515 | 9.7834 | 12.9006 | 12.9006 | 1026.6785 | 0 | 0 | 1026.6785 | 0 | 0 | 0 | 0 | 0 | 63.1746 | 0 | 0 | 1026.6785 | 0 | 0 | 0 | 0 | 0 | 0 | 0
2018-11-04 23:00 | 11 | 23 | 1 | 0 | 0 | 0 | 62.7945 | 62.7945 | 0 | 16.2515 | 9.7834 | 12.9006 | 12.9006 | 1020.5028 | 0 | 0 | 1020.5028 | 0 | 0 | 0 | 0 | 0 | 62.7945 | 0 | 0 | 1020.5028 | 0 | 0 | 0 | 0 | 0 | 0 | 0
2018-11-05 | 11 | 0 | 2 | 0 | 0 | 0 | 73.2902 | 73.2902 | 0 | 16.2515 | 9.7834 | 12.9006 | 12.9006 | 1191.0717 | 0 | 0 | 1191.0717 | 0 | 0 | 0 | 0 | 0 | 73.2902 | 0 | 0 | 1191.0717 | 0 | 0 | 0 | 0 | 0 | 0 | 0
2018-11-05 01:00 | 11 | 1 | 2 | 0 | 0 | 0 | 77.241 | 77.241 | 0 | 16.2515 | 9.7834 | 12.9006 | 12.9006 | 1255.2795 | 0 | 0 | 1255.2795 | 0 | 0 | 0 | 0 | 0 | 77.241 | 0 | 0 | 1255.2795 | 0 | 0 | 0 | 0 | 0 | 0 | 0
2018-11-05 02:00 | 11 | 2 | 2 | 0 | 0 | 0 | 77.8142 | 77.8142 | 0 | 16.2515 | 9.7834 | 12.9006 | 12.9006 | 1264.5936 | 0 | 0 | 1264.5936 | 0 | 0 | 0 | 0 | 0 | 77.8142 | 0 | 0 | 1264.5936 | 0 | 0 | 0 | 0 | 0 | 0 | 0
2018-11-05 03:00 | 11 | 3 | 2 | 0 | 0 | 0 | 79.9928 | 79.9928 | 0 | 16.2515 | 9.7834 | 12.9006 | 12.9006 | 1299.9992 | 0 | 0 | 1299.9992 | 0 | 0 | 0 | 0 | 0 | 79.9928 | 0 | 0 | 1299.9992 | 0 | 0 | 0 | 0 | 0 | 0 | 0
2018-11-05 04:00 | 11 | 4 | 2 | 0 | 0 | 0 | 87.2702 | 87.2702 | 0 | 16.2515 | 9.7834 | 12.9006 | 12.9006 | 1418.2685 | 0 | 0 | 1418.2685 | 0 | 0 | 0 | 0 | 0 | 87.2702 | 0 | 0 | 1418.2685 | 0 | 0 | 0 | 0 | 0 | 0 | 0
2018-11-05 05:00 | 11 | 5 | 2 | 0 | 0 | 0 | 100.5724 | 100.5724 | 0 | 16.2515 | 9.7834 | 12.9006 | 12.9006 | 1634.4482 | 0 | 0 | 1634.4482 | 0 | 0 | 0 | 0 | 0 | 100.5724 | 0 | 0 | 1634.4482 | 0 | 0 | 0 | 0 | 0 | 0 | 0
2018-11-05 06:00 | 11 | 6 | 2 | 0 | 0 | 0 | 135.6815 | 135.6815 | 0 | 16.2515 | 9.7834 | 12.9006 | 12.9006 | 2205.0226 | 0 | 0 | 2205.0226 | 0 | 0 | 0 | 0 | 0 | 135.6815 | 0 | 0 | 2205.0226 | 0 | 0 | 0 | 0 | 0 | 0 | 0
2018-11-05 07:00 | 11 | 7 | 2 | 0 | 0 | 0.0021063 | 143.951 | 143.951 | 0.10531 | 16.2515 | 9.7834 | 12.9006 | 12.9006 | 2339.4131 | 0.10531 | 0 | 2337.7016 | 1.7115 | 0 | 1.3586 | 0 | 0 | 143.8457 | 0 | 0 | 2337.7016 | 1.7115 | 0 | 1.3586 | 0 | 0 | 0.0021063 | 0
2018-11-05 08:00 | 11 | 8 | 2 | 0 | 0 | 0.056807 | 150.6496 | 150.6496 | 2.8403 | 16.2515 | 9.7834 | 12.9006 | 12.9006 | 2448.2746 | 2.8403 | 0 | 2402.115 | 46.1597 | 0 | 36.6421 | 0 | 0 | 147.8092 | 0 | 0 | 2402.115 | 46.1597 | 0 | 36.6421 | 0 | 0 | 0.056807 | 0.02306
2018-11-05 09:00 | 11 | 9 | 2 | 0 | 0 | 0.12026 | 163.8093 | 163.8093 | 6.0128 | 16.2515 | 9.7834 | 12.9006 | 12.9006 | 2662.1403 | 6.0128 | 0 | 2564.4235 | 97.7168 | 0 | 77.5687 | 0 | 0 | 157.7965 | 0 | 0 | 2564.4235 | 97.7168 | 0 | 77.5687 | 0 | 0 | 0.12026 | 0.058896
2018-11-05 10:00 | 11 | 10 | 2 | 0 | 0 | 0.14262 | 172.7471 | 172.7471 | 7.1312 | 16.2515 | 9.7834 | 12.9006 | 12.9006 | 2807.3912 | 7.1312 | 0 | 2691.4988 | 115.8924 | 0 | 91.9967 | 0 | 0 | 165.6159 | 0 | 0 | 2691.4988 | 115.8924 | 0 | 91.9967 | 0 | 0 | 0.14262 | 0.086717
2018-11-05 11:00 | 11 | 11 | 2 | 0 | 1 | 0.074814 | 176.0137 | 176.0137 | 3.7407 | 16.2515 | 9.7834 | 12.9006 | 12.9006 | 2860.4785 | 3.7407 | 0 | 2799.6864 | 60.7921 | 0 | 48.2574 | 0 | 0 | 172.273 | 0 | 0 | 2799.6864 | 60.7921 | 0 | 48.2574 | 0 | 0 | 0.074814 | 0.079
2018-11-05 12:00 | 11 | 12 | 2 | 0 | 1 | 0.30588 | 172.4422 | 172.4422 | 15.2941 | 16.2515 | 9.7834 | 12.9006 | 12.9006 | 2802.4368 | 15.2941 | 0 | 2553.8862 | 248.5506 | 0 | 197.3022 | 0 | 0 | 157.1481 | 0 | 0 | 2553.8862 | 248.5506 | 0 | 197.3022 | 0 | 0 | 0.30588 | 0.075232
2018-11-05 13:00 | 11 | 13 | 2 | 0 | 1 | 0.52017 | 161.541 | 161.541 | 26.0086 | 16.2515 | 9.7834 | 12.9006 | 12.9006 | 2625.2773 | 26.0086 | 0 | 2202.5989 | 422.6784 | 0 | 335.5269 | 0 | 0 | 135.5324 | 0 | 0 | 2202.5989 | 422.6784 | 0 | 335.5269 | 0 | 0 | 0.52017 | 0.068254
2018-11-05 14:00 | 11 | 14 | 2 | 0 | 1 | 0.46665 | 148.4791 | 148.4791 | 23.3325 | 16.2515 | 9.7834 | 12.9006 | 12.9006 | 2413.0017 | 23.3325 | 0 | 2033.8138 | 379.1879 | 0 | 301.0036 | 0 | 0 | 125.1466 | 0 | 0 | 2033.8138 | 379.1879 | 0 | 301.0036 | 0 | 0 | 0.46665 | 0.13677
2018-11-05 15:00 | 11 | 15 | 2 | 0 | 1 | 0.32882 | 131.872 | 131.872 | 16.4413 | 16.2515 | 9.7834 | 12.9006 | 12.9006 | 2143.1124 | 16.4413 | 0 | 1875.9181 | 267.1943 | 0 | 212.1018 | 0 | 0 | 115.4308 | 0 | 0 | 1875.9181 | 267.1943 | 0 | 212.1018 | 0 | 0 | 0.32882 | 0.064709
2018-11-05 16:00 | 11 | 16 | 2 | 0 | 1 | 0.13962 | 116.276 | 116.276 | 6.981 | 16.2515 | 9.7834 | 12.9006 | 12.9006 | 1889.6537 | 6.981 | 0 | 1776.2015 | 113.4522 | 0 | 90.0596 | 0 | 0 | 109.2949 | 0 | 0 | 1776.2015 | 113.4522 | 0 | 90.0596 | 0 | 0 | 0.13962 | 0.014699
2018-11-05 17:00 | 11 | 17 | 2 | 0 | 1 | 0 | 110.8694 | 110.8694 | 0 | 16.2515 | 9.7834 | 12.9006 | 12.9006 | 1801.7885 | 0 | 0 | 1801.7885 | 0 | 0 | 0 | 0 | 0 | 110.8694 | 0 | 0 | 1801.7885 | 0 | 0 | 0 | 0 | 0 | 0 | 0
2018-11-05 18:00 | 11 | 18 | 2 | 0 | 1 | 0 | 108.9222 | 108.9222 | 0 | 16.2515 | 9.7834 | 12.9006 | 12.9006 | 1770.1452 | 0 | 0 | 1770.1452 | 0 | 0 | 0 | 0 | 0 | 108.9222 | 0 | 0 | 1770.1452 | 0 | 0 | 0 | 0 | 0 | 0 | 0
2018-11-05 19:00 | 11 | 19 | 2 | 0 | 0 | 0 | 101.028 | 101.028 | 0 | 16.2515 | 9.7834 | 12.9006 | 12.9006 | 1641.8527 | 0 | 0 | 1641.8527 | 0 | 0 | 0 | 0 | 0 | 101.028 | 0 | 0 | 1641.8527 | 0 | 0 | 0 | 0 | 0 | 0 | 0
2018-11-05 20:00 | 11 | 20 | 2 | 0 | 0 | 0 | 95.6462 | 95.6462 | 0 | 16.2515 | 9.7834 | 12.9006 | 12.9006 | 1554.3903 | 0 | 0 | 1554.3903 | 0 | 0 | 0 | 0 | 0 | 95.6462 | 0 | 0 | 1554.3903 | 0 | 0 | 0 | 0 | 0 | 0 | 0
2018-11-05 21:00 | 11 | 21 | 2 | 0 | 0 | 0 | 83.4849 | 83.4849 | 0 | 16.2515 | 9.7834 | 12.9006 | 12.9006 | 1356.7516 | 0 | 0 | 1356.7516 | 0 | 0 | 0 | 0 | 0 | 83.4849 | 0 | 0 | 1356.7516 | 0 | 0 | 0 | 0 | 0 | 0 | 0
2018-11-05 22:00 | 11 | 22 | 2 | 0 | 0 | 0 | 77.014 | 77.014 | 0 | 16.2515 | 9.7834 | 12.9006 | 12.9006 | 1251.5896 | 0 | 0 | 1251.5896 | 0 | 0 | 0 | 0 | 0 | 77.014 | 0 | 0 | 1251.5896 | 0 | 0 | 0 | 0 | 0 | 0 | 0
2018-11-05 23:00 | 11 | 23 | 2 | 0 | 0 | 0 | 75.2229 | 75.2229 | 0 | 16.2515 | 9.7834 | 12.9006 | 12.9006 | 1222.4812 | 0 | 0 | 1222.4812 | 0 | 0 | 0 | 0 | 0 | 75.2229 | 0 | 0 | 1222.4812 | 0 | 0 | 0 | 0 | 0 | 0 | 0
2018-11-06 | 11 | 0 | 3 | 0 | 0 | 0 | 75.2544 | 75.2544 | 0 | 16.2515 | 9.7834 | 12.9006 | 12.9006 | 1222.9936 | 0 | 0 | 1222.9936 | 0 | 0 | 0 | 0 | 0 | 75.2544 | 0 | 0 | 1222.9936 | 0 | 0 | 0 | 0 | 0 | 0 | 0
2018-11-06 01:00 | 11 | 1 | 3 | 0 | 0 | 0 | 75.5882 | 75.5882 | 0 | 16.2515 | 9.7834 | 12.9006 | 12.9006 | 1228.4178 | 0 | 0 | 1228.4178 | 0 | 0 | 0 | 0 | 0 | 75.5882 | 0 | 0 | 1228.4178 | 0 | 0 | 0 | 0 | 0 | 0 | 0
2018-11-06 02:00 | 11 | 2 | 3 | 0 | 0 | 0 | 76.1381 | 76.1381 | 0 | 16.2515 | 9.7834 | 12.9006 | 12.9006 | 1237.3554 | 0 | 0 | 1237.3554 | 0 | 0 | 0 | 0 | 0 | 76.1381 | 0 | 0 | 1237.3554 | 0 | 0 | 0 | 0 | 0 | 0 | 0
2018-11-06 03:00 | 11 | 3 | 3 | 0 | 0 | 0 | 79.3806 | 79.3806 | 0 | 16.2515 | 9.7834 | 12.9006 | 12.9006 | 1290.0497 | 0 | 0 | 1290.0497 | 0 | 0 | 0 | 0 | 0 | 79.3806 | 0 | 0 | 1290.0497 | 0 | 0 | 0 | 0 | 0 | 0 | 0
2018-11-06 04:00 | 11 | 4 | 3 | 0 | 0 | 0 | 87.653 | 87.653 | 0 | 16.2515 | 9.7834 | 12.9006 | 12.9006 | 1424.4893 | 0 | 0 | 1424.4893 | 0 | 0 | 0 | 0 | 0 | 87.653 | 0 | 0 | 1424.4893 | 0 | 0 | 0 | 0 | 0 | 0 | 0
2018-11-06 05:00 | 11 | 5 | 3 | 0 | 0 | 0 | 101.1579 | 101.1579 | 0 | 16.2515 | 9.7834 | 12.9006 | 12.9006 | 1643.9631 | 0 | 0 | 1643.9631 | 0 | 0 | 0 | 0 | 0 | 101.1579 | 0 | 0 | 1643.9631 | 0 | 0 | 0 | 0 | 0 | 0 | 0
2018-11-06 06:00 | 11 | 6 | 3 | 0 | 0 | 0 | 136.1644 | 136.1644 | 0 | 16.2515 | 9.7834 | 12.9006 | 12.9006 | 2212.8702 | 0 | 0 | 2212.8702 | 0 | 0 | 0 | 0 | 0 | 136.1644 | 0 | 0 | 2212.8702 | 0 | 0 | 0 | 0 | 0 | 0 | 0
2018-11-06 07:00 | 11 | 7 | 3 | 0 | 0 | 0.017476 | 145.1306 | 145.1306 | 0.87381 | 16.2515 | 9.7834 | 12.9006 | 12.9006 | 2358.5831 | 0.87381 | 0 | 2344.3824 | 14.2007 | 0 | 11.2727 | 0 | 0 | 144.2568 | 0 | 0 | 2344.3824 | 14.2007 | 0 | 11.2727 | 0 | 0 | 0.017476 | 0.008692
2018-11-06 08:00 | 11 | 8 | 3 | 0 | 0 | 0.21541 | 150.3029 | 150.3029 | 10.7705 | 16.2515 | 9.7834 | 12.9006 | 12.9006 | 2442.6413 | 10.7705 | 0 | 2267.6058 | 175.0355 | 0 | 138.9451 | 0 | 0 | 139.5325 | 0 | 0 | 2267.6058 | 175.0355 | 0 | 138.9451 | 0 | 0 | 0.21541 | 0.16782
2018-11-06 09:00 | 11 | 9 | 3 | 0 | 0 | 0.29479 | 164.0056 | 164.0056 | 14.7396 | 16.2515 | 9.7834 | 12.9006 | 12.9006 | 2665.3299 | 14.7396 | 0 | 2425.7899 | 239.54 | 0 | 190.1495 | 0 | 0 | 149.266 | 0 | 0 | 2425.7899 | 239.54 | 0 | 190.1495 | 0 | 0 | 0.29479 | 0.063843
2018-11-06 10:00 | 11 | 10 | 3 | 0 | 0 | 0.23117 | 172.979 | 172.979 | 11.5585 | 16.2515 | 9.7834 | 12.9006 | 12.9006 | 2811.1604 | 11.5585 | 0 | 2623.3188 | 187.8416 | 0 | 149.1108 | 0 | 0 | 161.4205 | 0 | 0 | 2623.3188 | 187.8416 | 0 | 149.1108 | 0 | 0 | 0.23117 | 0.086042
2018-11-06 11:00 | 11 | 11 | 3 | 0 | 1 | 0.57988 | 175.4416 | 175.4416 | 28.994 | 16.2515 | 9.7834 | 12.9006 | 12.9006 | 2851.1813 | 28.994 | 0 | 2379.9857 | 471.1955 | 0 | 374.0403 | 0 | 0 | 146.4475 | 0 | 0 | 2379.9857 | 471.1955 | 0 | 374.0403 | 0 | 0 | 0.57988 | 0.30433
2018-11-06 12:00 | 11 | 12 | 3 | 0 | 1 | 0.59624 | 170.6287 | 170.6287 | 29.8121 | 16.2515 | 9.7834 | 12.9006 | 12.9006 | 2772.9656 | 29.8121 | 0 | 2288.4748 | 484.4909 | 0 | 384.5943 | 0 | 0 | 140.8166 | 0 | 0 | 2288.4748 | 484.4909 | 0 | 384.5943 | 0 | 0 | 0.59624 | 0.15388
2018-11-06 13:00 | 11 | 13 | 3 | 0 | 1 | 0.557 | 160.0278 | 160.0278 | 27.8498 | 16.2515 | 9.7834 | 12.9006 | 12.9006 | 2600.6846 | 27.8498 | 0 | 2148.0848 | 452.5998 | 0 | 359.2788 | 0 | 0 | 132.178 | 0 | 0 | 2148.0848 | 452.5998 | 0 | 359.2788 | 0 | 0 | 0.557 | 0.33752
2018-11-06 14:00 | 11 | 14 | 3 | 0 | 1 | 0.46992 | 146.6623 | 146.6623 | 23.496 | 16.2515 | 9.7834 | 12.9006 | 12.9006 | 2383.4764 | 23.496 | 0 | 2001.633 | 381.8434 | 0 | 303.1116 | 0 | 0 | 123.1664 | 0 | 0 | 2001.633 | 381.8434 | 0 | 303.1116 | 0 | 0 | 0.46992 | 0.38528
2018-11-06 15:00 | 11 | 15 | 3 | 0 | 1 | 0.33303 | 129.1445 | 129.1445 | 16.6517 | 16.2515 | 9.7834 | 12.9006 | 12.9006 | 2098.7857 | 16.6517 | 0 | 1828.1713 | 270.6144 | 0 | 214.8167 | 0 | 0 | 112.4928 | 0 | 0 | 1828.1713 | 270.6144 | 0 | 214.8167 | 0 | 0 | 0.33303 | 0.35928
2018-11-06 16:00 | 11 | 16 | 3 | 0 | 1 | 0.14019 | 113.3341 | 113.3341 | 7.0096 | 16.2515 | 9.7834 | 12.9006 | 12.9006 | 1841.8434 | 7.0096 | 0 | 1727.9272 | 113.9162 | 0 | 90.428 | 0 | 0 | 106.3245 | 0 | 0 | 1727.9272 | 113.9162 | 0 | 90.428 | 0 | 0 | 0.14019 | 0.14132
2018-11-06 17:00 | 11 | 17 | 3 | 0 | 1 | 0 | 107.02 | 107.02 | 0 | 16.2515 | 9.7834 | 12.9006 | 12.9006 | 1739.2303 | 0 | 0 | 1739.2303 | 0 | 0 | 0 | 0 | 0 | 107.02 | 0 | 0 | 1739.2303 | 0 | 0 | 0 | 0 | 0 | 0 | 0
2018-11-06 18:00 | 11 | 18 | 3 | 0 | 1 | 0 | 104.7474 | 104.7474 | 0 | 16.2515 | 9.7834 | 12.9006 | 12.9006 | 1702.2975 | 0 | 0 | 1702.2975 | 0 | 0 | 0 | 0 | 0 | 104.7474 | 0 | 0 | 1702.2975 | 0 | 0 | 0 | 0 | 0 | 0 | 0
2018-11-06 19:00 | 11 | 19 | 3 | 0 | 0 | 0 | 97.1235 | 97.1235 | 0 | 16.2515 | 9.7834 | 12.9006 | 12.9006 | 1578.3991 | 0 | 0 | 1578.3991 | 0 | 0 | 0 | 0 | 0 | 97.1235 | 0 | 0 | 1578.3991 | 0 | 0 | 0 | 0 | 0 | 0 | 0
2018-11-06 20:00 | 11 | 20 | 3 | 0 | 0 | 0 | 92.6215 | 92.6215 | 0 | 16.2515 | 9.7834 | 12.9006 | 12.9006 | 1505.2349 | 0 | 0 | 1505.2349 | 0 | 0 | 0 | 0 | 0 | 92.6215 | 0 | 0 | 1505.2349 | 0 | 0 | 0 | 0 | 0 | 0 | 0
2018-11-06 21:00 | 11 | 21 | 3 | 0 | 0 | 0 | 81.5239 | 81.5239 | 0 | 16.2515 | 9.7834 | 12.9006 | 12.9006 | 1324.8817 | 0 | 0 | 1324.8817 | 0 | 0 | 0 | 0 | 0 | 81.5239 | 0 | 0 | 1324.8817 | 0 | 0 | 0 | 0 | 0 | 0 | 0
2018-11-06 22:00 | 11 | 22 | 3 | 0 | 0 | 0 | 75.7246 | 75.7246 | 0 | 16.2515 | 9.7834 | 12.9006 | 12.9006 | 1230.6353 | 0 | 0 | 1230.6353 | 0 | 0 | 0 | 0 | 0 | 75.7246 | 0 | 0 | 1230.6353 | 0 | 0 | 0 | 0 | 0 | 0 | 0
2018-11-06 23:00 | 11 | 23 | 3 | 0 | 0 | 0 | 73.7417 | 73.7417 | 0 | 16.2515 | 9.7834 | 12.9006 | 12.9006 | 1198.4108 | 0 | 0 | 1198.4108 | 0 | 0 | 0 | 0 | 0 | 73.7417 | 0 | 0 | 1198.4108 | 0 | 0 | 0 | 0 | 0 | 0 | 0
2018-11-07 | 11 | 0 | 4 | 0 | 0 | 0 | 74.1929 | 74.1929 | 0 | 16.2515 | 9.7834 | 12.9006 | 12.9006 | 1205.7435 | 0 | 0 | 1205.7435 | 0 | 0 | 0 | 0 | 0 | 74.1929 | 0 | 0 | 1205.7435 | 0 | 0 | 0 | 0 | 0 | 0 | 0
2018-11-07 01:00 | 11 | 1 | 4 | 0 | 0 | 0 | 75.0867 | 75.0867 | 0 | 16.2515 | 9.7834 | 12.9006 | 12.9006 | 1220.2678 | 0 | 0 | 1220.2678 | 0 | 0 | 0 | 0 | 0 | 75.0867 | 0 | 0 | 1220.2678 | 0 | 0 | 0 | 0 | 0 | 0 | 0
2018-11-07 02:00 | 11 | 2 | 4 | 0 | 0 | 0 | 75.8658 | 75.8658 | 0 | 16.2515 | 9.7834 | 12.9006 | 12.9006 | 1232.9292 | 0 | 0 | 1232.9292 | 0 | 0 | 0 | 0 | 0 | 75.8658 | 0 | 0 | 1232.9292 | 0 | 0 | 0 | 0 | 0 | 0 | 0
2018-11-07 03:00 | 11 | 3 | 4 | 0 | 0 | 0 | 78.3445 | 78.3445 | 0 | 16.2515 | 9.7834 | 12.9006 | 12.9006 | 1273.2127 | 0 | 0 | 1273.2127 | 0 | 0 | 0 | 0 | 0 | 78.3445 | 0 | 0 | 1273.2127 | 0 | 0 | 0 | 0 | 0 | 0 | 0
2018-11-07 04:00 | 11 | 4 | 4 | 0 | 0 | 0 | 85.5824 | 85.5824 | 0 | 16.2515 | 9.7834 | 12.9006 | 12.9006 | 1390.8387 | 0 | 0 | 1390.8387 | 0 | 0 | 0 | 0 | 0 | 85.5824 | 0 | 0 | 1390.8387 | 0 | 0 | 0 | 0 | 0 | 0 | 0
2018-11-07 05:00 | 11 | 5 | 4 | 0 | 0 | 0 | 99.5631 | 99.5631 | 0 | 16.2515 | 9.7834 | 12.9006 | 12.9006 | 1618.0458 | 0 | 0 | 1618.0458 | 0 | 0 | 0 | 0 | 0 | 99.5631 | 0 | 0 | 1618.0458 | 0 | 0 | 0 | 0 | 0 | 0 | 0
2018-11-07 06:00 | 11 | 6 | 4 | 0 | 0 | 0 | 132.3052 | 132.3052 | 0 | 16.2515 | 9.7834 | 12.9006 | 12.9006 | 2150.1516 | 0 | 0 | 2150.1516 | 0 | 0 | 0 | 0 | 0 | 132.3052 | 0 | 0 | 2150.1516 | 0 | 0 | 0 | 0 | 0 | 0 | 0
2018-11-07 07:00 | 11 | 7 | 4 | 0 | 0 | 0.015215 | 142.9615 | 142.9615 | 0.76074 | 16.2515 | 9.7834 | 12.9006 | 12.9006 | 2323.3329 | 0.76074 | 0 | 2310.9697 | 12.3631 | 0 | 9.814 | 0 | 0 | 142.2008 | 0 | 0 | 2310.9697 | 12.3631 | 0 | 9.814 | 0 | 0 | 0.015215 | 0.006548
2018-11-07 08:00 | 11 | 8 | 4 | 0 | 0 | 0.21531 | 149.1205 | 149.1205 | 10.7654 | 16.2515 | 9.7834 | 12.9006 | 12.9006 | 2423.4252 | 10.7654 | 0 | 2248.4709 | 174.9542 | 0 | 138.8806 | 0 | 0 | 138.355 | 0 | 0 | 2248.4709 | 174.9542 | 0 | 138.8806 | 0 | 0 | 0.21531 | 0.1926
2018-11-07 09:00 | 11 | 9 | 4 | 0 | 0 | 0.39353 | 163.2862 | 163.2862 | 19.6763 | 16.2515 | 9.7834 | 12.9006 | 12.9006 | 2653.6393 | 19.6763 | 0 | 2333.87 | 319.7693 | 0 | 253.8365 | 0 | 0 | 143.6099 | 0 | 0 | 2333.87 | 319.7693 | 0 | 253.8365 | 0 | 0 | 0.39353 | 0.37083
2018-11-07 10:00 | 11 | 10 | 4 | 0 | 0 | 0.50206 | 172.6405 | 172.6405 | 25.1029 | 16.2515 | 9.7834 | 12.9006 | 12.9006 | 2805.6596 | 25.1029 | 0 | 2397.7001 | 407.9595 | 0 | 323.8428 | 0 | 0 | 147.5376 | 0 | 0 | 2397.7001 | 407.9595 | 0 | 323.8428 | 0 | 0 | 0.50206 | 0.50642
2018-11-07 11:00 | 11 | 11 | 4 | 0 | 1 | 0.56141 | 176.3438 | 176.3438 | 28.0703 | 16.2515 | 9.7834 | 12.9006 | 12.9006 | 2865.8432 | 28.0703 | 0 | 2409.6608 | 456.1824 | 0 | 362.1227 | 0 | 0 | 148.2735 | 0 | 0 | 2409.6608 | 456.1824 | 0 | 362.1227 | 0 | 0 | 0.56141 | 0.62831
2018-11-07 12:00 | 11 | 12 | 4 | 0 | 1 | 0.57137 | 172.978 | 172.978 | 28.5687 | 16.2515 | 9.7834 | 12.9006 | 12.9006 | 2811.1438 | 28.5687 | 0 | 2346.8608 | 464.283 | 0 | 368.553 | 0 | 0 | 144.4093 | 0 | 0 | 2346.8608 | 464.283 | 0 | 368.553 | 0 | 0 | 0.57137 | 0.64329
2018-11-07 13:00 | 11 | 13 | 4 | 0 | 1 | 0.51783 | 162.5778 | 162.5778 | 25.8914 | 16.2515 | 9.7834 | 12.9006 | 12.9006 | 2642.126 | 25.8914 | 0 | 2221.353 | 420.773 | 0 | 334.0143 | 0 | 0 | 136.6864 | 0 | 0 | 2221.353 | 420.773 | 0 | 334.0143 | 0 | 0 | 0.51783 | 0.60446
2018-11-07 14:00 | 11 | 14 | 4 | 0 | 1 | 0.43253 | 148.5293 | 148.5293 | 21.6266 | 16.2515 | 9.7834 | 12.9006 | 12.9006 | 2413.8182 | 21.6266 | 0 | 2062.3544 | 351.4637 | 0 | 278.9959 | 0 | 0 | 126.9027 | 0 | 0 | 2062.3544 | 351.4637 | 0 | 278.9959 | 0 | 0 | 0.43253 | 0.46342
2018-11-07 15:00 | 11 | 15 | 4 | 0 | 1 | 0.3127 | 130.3282 | 130.3282 | 15.6348 | 16.2515 | 9.7834 | 12.9006 | 12.9006 | 2118.0223 | 15.6348 | 0 | 1863.9341 | 254.0883 | 0 | 201.6981 | 0 | 0 | 114.6934 | 0 | 0 | 1863.9341 | 254.0883 | 0 | 201.6981 | 0 | 0 | 0.3127 | 0.3472
2018-11-07 16:00 | 11 | 16 | 4 | 0 | 1 | 0.1294 | 113.5259 | 113.5259 | 6.4698 | 16.2515 | 9.7834 | 12.9006 | 12.9006 | 1844.9606 | 6.4698 | 0 | 1739.8178 | 105.1429 | 0 | 83.4636 | 0 | 0 | 107.0561 | 0 | 0 | 1739.8178 | 105.1429 | 0 | 83.4636 | 0 | 0 | 0.1294 | 0.14053
2018-11-07 17:00 | 11 | 17 | 4 | 0 | 1 | 0 | 107.4326 | 107.4326 | 0 | 16.2515 | 9.7834 | 12.9006 | 12.9006 | 1745.9367 | 0 | 0 | 1745.9367 | 0 | 0 | 0 | 0 | 0 | 107.4326 | 0 | 0 | 1745.9367 | 0 | 0 | 0 | 0 | 0 | 0 | 0
2018-11-07 18:00 | 11 | 18 | 4 | 0 | 1 | 0 | 105.4585 | 105.4585 | 0 | 16.2515 | 9.7834 | 12.9006 | 12.9006 | 1713.8545 | 0 | 0 | 1713.8545 | 0 | 0 | 0 | 0 | 0 | 105.4585 | 0 | 0 | 1713.8545 | 0 | 0 | 0 | 0 | 0 | 0 | 0
2018-11-07 19:00 | 11 | 19 | 4 | 0 | 0 | 0 | 97.3775 | 97.3775 | 0 | 16.2515 | 9.7834 | 12.9006 | 12.9006 | 1582.5267 | 0 | 0 | 1582.5267 | 0 | 0 | 0 | 0 | 0 | 97.3775 | 0 | 0 | 1582.5267 | 0 | 0 | 0 | 0 | 0 | 0 | 0
2018-11-07 20:00 | 11 | 20 | 4 | 0 | 0 | 0 | 91.8599 | 91.8599 | 0 | 16.2515 | 9.7834 | 12.9006 | 12.9006 | 1492.8572 | 0 | 0 | 1492.8572 | 0 | 0 | 0 | 0 | 0 | 91.8599 | 0 | 0 | 1492.8572 | 0 | 0 | 0 | 0 | 0 | 0 | 0
2018-11-07 21:00 | 11 | 21 | 4 | 0 | 0 | 0 | 80.536 | 80.536 | 0 | 16.2515 | 9.7834 | 12.9006 | 12.9006 | 1308.8275 | 0 | 0 | 1308.8275 | 0 | 0 | 0 | 0 | 0 | 80.536 | 0 | 0 | 1308.8275 | 0 | 0 | 0 | 0 | 0 | 0 | 0
2018-11-07 22:00 | 11 | 22 | 4 | 0 | 0 | 0 | 75.1054 | 75.1054 | 0 | 16.2515 | 9.7834 | 12.9006 | 12.9006 | 1220.5715 | 0 | 0 | 1220.5715 | 0 | 0 | 0 | 0 | 0 | 75.1054 | 0 | 0 | 1220.5715 | 0 | 0 | 0 | 0 | 0 | 0 | 0
2018-11-07 23:00 | 11 | 23 | 4 | 0 | 0 | 0 | 72.8861 | 72.8861 | 0 | 16.2515 | 9.7834 | 12.9006 | 12.9006 | 1184.5048 | 0 | 0 | 1184.5048 | 0 | 0 | 0 | 0 | 0 | 72.8861 | 0 | 0 | 1184.5048 | 0 | 0 | 0 | 0 | 0 | 0 | 0
2018-11-08 | 11 | 0 | 5 | 0 | 0 | 0 | 72.4717 | 72.4717 | 0 | 16.2515 | 9.7834 | 12.9006 | 12.9006 | 1177.7711 | 0 | 0 | 1177.7711 | 0 | 0 | 0 | 0 | 0 | 72.4717 | 0 | 0 | 1177.7711 | 0 | 0 | 0 | 0 | 0 | 0 | 0
2018-11-08 01:00 | 11 | 1 | 5 | 0 | 0 | 0 | 73.0563 | 73.0563 | 0 | 16.2515 | 9.7834 | 12.9006 | 12.9006 | 1187.2711 | 0 | 0 | 1187.2711 | 0 | 0 | 0 | 0 | 0 | 73.0563 | 0 | 0 | 1187.2711 | 0 | 0 | 0 | 0 | 0 | 0 | 0
2018-11-08 02:00 | 11 | 2 | 5 | 0 | 0 | 0 | 74.6055 | 74.6055 | 0 | 16.2515 | 9.7834 | 12.9006 | 12.9006 | 1212.4481 | 0 | 0 | 1212.4481 | 0 | 0 | 0 | 0 | 0 | 74.6055 | 0 | 0 | 1212.4481 | 0 | 0 | 0 | 0 | 0 | 0 | 0
2018-11-08 03:00 | 11 | 3 | 5 | 0 | 0 | 0 | 76.6384 | 76.6384 | 0 | 16.2515 | 9.7834 | 12.9006 | 12.9006 | 1245.4848 | 0 | 0 | 1245.4848 | 0 | 0 | 0 | 0 | 0 | 76.6384 | 0 | 0 | 1245.4848 | 0 | 0 | 0 | 0 | 0 | 0 | 0
2018-11-08 04:00 | 11 | 4 | 5 | 0 | 0 | 0 | 84.6322 | 84.6322 | 0 | 16.2515 | 9.7834 | 12.9006 | 12.9006 | 1375.3962 | 0 | 0 | 1375.3962 | 0 | 0 | 0 | 0 | 0 | 84.6322 | 0 | 0 | 1375.3962 | 0 | 0 | 0 | 0 | 0 | 0 | 0
2018-11-08 05:00 | 11 | 5 | 5 | 0 | 0 | 0 | 98.6833 | 98.6833 | 0 | 16.2515 | 9.7834 | 12.9006 | 12.9006 | 1603.7468 | 0 | 0 | 1603.7468 | 0 | 0 | 0 | 0 | 0 | 98.6833 | 0 | 0 | 1603.7468 | 0 | 0 | 0 | 0 | 0 | 0 | 0
2018-11-08 06:00 | 11 | 6 | 5 | 0 | 0 | 0 | 130.8664 | 130.8664 | 0 | 16.2515 | 9.7834 | 12.9006 | 12.9006 | 2126.7692 | 0 | 0 | 2126.7692 | 0 | 0 | 0 | 0 | 0 | 130.8664 | 0 | 0 | 2126.7692 | 0 | 0 | 0 | 0 | 0 | 0 | 0
2018-11-08 07:00 | 11 | 7 | 5 | 0 | 0 | 0.014073 | 141.1971 | 141.1971 | 0.70366 | 16.2515 | 9.7834 | 12.9006 | 12.9006 | 2294.6588 | 0.70366 | 0 | 2283.2233 | 11.4355 | 0 | 9.0776 | 0 | 0 | 140.4935 | 0 | 0 | 2283.2233 | 11.4355 | 0 | 9.0776 | 0 | 0 | 0.014073 | 0.010201
2018-11-08 08:00 | 11 | 8 | 5 | 0 | 0 | 0.2172 | 147.9248 | 147.9248 | 10.8599 | 16.2515 | 9.7834 | 12.9006 | 12.9006 | 2403.993 | 10.8599 | 0 | 2227.503 | 176.49 | 0 | 140.0997 | 0 | 0 | 137.0648 | 0 | 0 | 2227.503 | 176.49 | 0 | 140.0997 | 0 | 0 | 0.2172 | 0.18112
2018-11-08 09:00 | 11 | 9 | 5 | 0 | 0 | 0.39317 | 162.1019 | 162.1019 | 19.6584 | 16.2515 | 9.7834 | 12.9006 | 12.9006 | 2634.3914 | 19.6584 | 0 | 2314.9138 | 319.4776 | 0 | 253.6049 | 0 | 0 | 142.4435 | 0 | 0 | 2314.9138 | 319.4776 | 0 | 253.6049 | 0 | 0 | 0.39317 | 0.38764
2018-11-08 10:00 | 11 | 10 | 5 | 0 | 0 | 0.50196 | 171.2703 | 171.2703 | 25.0978 | 16.2515 | 9.7834 | 12.9006 | 12.9006 | 2783.3925 | 25.0978 | 0 | 2375.5175 | 407.875 | 0 | 323.7757 | 0 | 0 | 146.1726 | 0 | 0 | 2375.5175 | 407.875 | 0 | 323.7757 | 0 | 0 | 0.50196 | 0.52873
2018-11-08 11:00 | 11 | 11 | 5 | 0 | 1 | 0.56159 | 175.3195 | 175.3195 | 28.0796 | 16.2515 | 9.7834 | 12.9006 | 12.9006 | 2849.1975 | 28.0796 | 0 | 2392.8631 | 456.3344 | 0 | 362.2434 | 0 | 0 | 147.2399 | 0 | 0 | 2392.8631 | 456.3344 | 0 | 362.2434 | 0 | 0 | 0.56159 | 0.5979
2018-11-08 12:00 | 11 | 12 | 5 | 0 | 1 | 0.57298 | 170.8805 | 170.8805 | 28.6491 | 16.2515 | 9.7834 | 12.9006 | 12.9006 | 2777.0565 | 28.6491 | 0 | 2311.4669 | 465.5896 | 0 | 369.5902 | 0 | 0 | 142.2314 | 0 | 0 | 2311.4669 | 465.5896 | 0 | 369.5902 | 0 | 0 | 0.57298 | 0.64854
2018-11-08 13:00 | 11 | 13 | 5 | 0 | 1 | 0.53683 | 159.2245 | 159.2245 | 26.8417 | 16.2515 | 9.7834 | 12.9006 | 12.9006 | 2587.6295 | 26.8417 | 0 | 2151.4136 | 436.2159 | 0 | 346.2731 | 0 | 0 | 132.3828 | 0 | 0 | 2151.4136 | 436.2159 | 0 | 346.2731 | 0 | 0 | 0.53683 | 0.60628
2018-11-08 14:00 | 11 | 14 | 5 | 0 | 1 | 0.45184 | 145.51 | 145.51 | 22.5922 | 16.2515 | 9.7834 | 12.9006 | 12.9006 | 2364.75 | 22.5922 | 0 | 1997.5946 | 367.1553 | 0 | 291.452 | 0 | 0 | 122.9179 | 0 | 0 | 1997.5946 | 367.1553 | 0 | 291.452 | 0 | 0 | 0.45184 | 0.51184
2018-11-08 15:00 | 11 | 15 | 5 | 0 | 1 | 0.31485 | 128.1051 | 128.1051 | 15.7423 | 16.2515 | 9.7834 | 12.9006 | 12.9006 | 2081.8937 | 15.7423 | 0 | 1826.0584 | 255.8353 | 0 | 203.0849 | 0 | 0 | 112.3628 | 0 | 0 | 1826.0584 | 255.8353 | 0 | 203.0849 | 0 | 0 | 0.31485 | 0.33284
2018-11-08 16:00 | 11 | 16 | 5 | 0 | 1 | 0.12895 | 112.46 | 112.46 | 6.4475 | 16.2515 | 9.7834 | 12.9006 | 12.9006 | 1827.639 | 6.4475 | 0 | 1722.8585 | 104.7805 | 0 | 83.1759 | 0 | 0 | 106.0126 | 0 | 0 | 1722.8585 | 104.7805 | 0 | 83.1759 | 0 | 0 | 0.12895 | 0.12893
2018-11-08 17:00 | 11 | 17 | 5 | 0 | 1 | 0 | 107.2434 | 107.2434 | 0 | 16.2515 | 9.7834 | 12.9006 | 12.9006 | 1742.8607 | 0 | 0 | 1742.8607 | 0 | 0 | 0 | 0 | 0 | 107.2434 | 0 | 0 | 1742.8607 | 0 | 0 | 0 | 0 | 0 | 0 | 0
2018-11-08 18:00 | 11 | 18 | 5 | 0 | 1 | 0 | 105.3475 | 105.3475 | 0 | 16.2515 | 9.7834 | 12.9006 | 12.9006 | 1712.0501 | 0 | 0 | 1712.0501 | 0 | 0 | 0 | 0 | 0 | 105.3475 | 0 | 0 | 1712.0501 | 0 | 0 | 0 | 0 | 0 | 0 | 0
2018-11-08 19:00 | 11 | 19 | 5 | 0 | 0 | 0 | 97.9408 | 97.9408 | 0 | 16.2515 | 9.7834 | 12.9006 | 12.9006 | 1591.681 | 0 | 0 | 1591.681 | 0 | 0 | 0 | 0 | 0 | 97.9408 | 0 | 0 | 1591.681 | 0 | 0 | 0 | 0 | 0 | 0 | 0
2018-11-08 20:00 | 11 | 20 | 5 | 0 | 0 | 0 | 93.2453 | 93.2453 | 0 | 16.2515 | 9.7834 | 12.9006 | 12.9006 | 1515.3726 | 0 | 0 | 1515.3726 | 0 | 0 | 0 | 0 | 0 | 93.2453 | 0 | 0 | 1515.3726 | 0 | 0 | 0 | 0 | 0 | 0 | 0
2018-11-08 21:00 | 11 | 21 | 5 | 0 | 0 | 0 | 81.7854 | 81.7854 | 0 | 16.2515 | 9.7834 | 12.9006 | 12.9006 | 1329.1318 | 0 | 0 | 1329.1318 | 0 | 0 | 0 | 0 | 0 | 81.7854 | 0 | 0 | 1329.1318 | 0 | 0 | 0 | 0 | 0 | 0 | 0
2018-11-08 22:00 | 11 | 22 | 5 | 0 | 0 | 0 | 75.7273 | 75.7273 | 0 | 16.2515 | 9.7834 | 12.9006 | 12.9006 | 1230.6788 | 0 | 0 | 1230.6788 | 0 | 0 | 0 | 0 | 0 | 75.7273 | 0 | 0 | 1230.6788 | 0 | 0 | 0 | 0 | 0 | 0 | 0
2018-11-08 23:00 | 11 | 23 | 5 | 0 | 0 | 0 | 73.9572 | 73.9572 | 0 | 16.2515 | 9.7834 | 12.9006 | 12.9006 | 1201.913 | 0 | 0 | 1201.913 | 0 | 0 | 0 | 0 | 0 | 73.9572 | 0 | 0 | 1201.913 | 0 | 0 | 0 | 0 | 0 | 0 | 0
2018-11-09 | 11 | 0 | 6 | 0 | 0 | 0 | 74.4942 | 74.4942 | 0 | 16.2515 | 9.7834 | 12.9006 | 12.9006 | 1210.6395 | 0 | 0 | 1210.6395 | 0 | 0 | 0 | 0 | 0 | 74.4942 | 0 | 0 | 1210.6395 | 0 | 0 | 0 | 0 | 0 | 0 | 0
2018-11-09 01:00 | 11 | 1 | 6 | 0 | 0 | 0 | 75.5628 | 75.5628 | 0 | 16.2515 | 9.7834 | 12.9006 | 12.9006 | 1228.0056 | 0 | 0 | 1228.0056 | 0 | 0 | 0 | 0 | 0 | 75.5628 | 0 | 0 | 1228.0056 | 0 | 0 | 0 | 0 | 0 | 0 | 0
2018-11-09 02:00 | 11 | 2 | 6 | 0 | 0 | 0 | 75.9021 | 75.9021 | 0 | 16.2515 | 9.7834 | 12.9006 | 12.9006 | 1233.5193 | 0 | 0 | 1233.5193 | 0 | 0 | 0 | 0 | 0 | 75.9021 | 0 | 0 | 1233.5193 | 0 | 0 | 0 | 0 | 0 | 0 | 0
2018-11-09 03:00 | 11 | 3 | 6 | 0 | 0 | 0 | 78.5434 | 78.5434 | 0 | 16.2515 | 9.7834 | 12.9006 | 12.9006 | 1276.4449 | 0 | 0 | 1276.4449 | 0 | 0 | 0 | 0 | 0 | 78.5434 | 0 | 0 | 1276.4449 | 0 | 0 | 0 | 0 | 0 | 0 | 0
2018-11-09 04:00 | 11 | 4 | 6 | 0 | 0 | 0 | 86.4773 | 86.4773 | 0 | 16.2515 | 9.7834 | 12.9006 | 12.9006 | 1405.3816 | 0 | 0 | 1405.3816 | 0 | 0 | 0 | 0 | 0 | 86.4773 | 0 | 0 | 1405.3816 | 0 | 0 | 0 | 0 | 0 | 0 | 0
2018-11-09 05:00 | 11 | 5 | 6 | 0 | 0 | 0 | 100.1854 | 100.1854 | 0 | 16.2515 | 9.7834 | 12.9006 | 12.9006 | 1628.1591 | 0 | 0 | 1628.1591 | 0 | 0 | 0 | 0 | 0 | 100.1854 | 0 | 0 | 1628.1591 | 0 | 0 | 0 | 0 | 0 | 0 | 0
2018-11-09 06:00 | 11 | 6 | 6 | 0 | 0 | 0 | 134.5309 | 134.5309 | 0 | 16.2515 | 9.7834 | 12.9006 | 12.9006 | 2186.3232 | 0 | 0 | 2186.3232 | 0 | 0 | 0 | 0 | 0 | 134.5309 | 0 | 0 | 2186.3232 | 0 | 0 | 0 | 0 | 0 | 0 | 0
2018-11-09 07:00 | 11 | 7 | 6 | 0 | 0 | 0 | 144.1172 | 144.1172 | 0 | 16.2515 | 9.7834 | 12.9006 | 12.9006 | 2342.1143 | 0 | 0 | 2342.1143 | 0 | 0 | 0 | 0 | 0 | 144.1172 | 0 | 0 | 2342.1143 | 0 | 0 | 0 | 0 | 0 | 0 | 0.0028567
2018-11-09 08:00 | 11 | 8 | 6 | 0 | 0 | 0.069056 | 149.8829 | 149.8829 | 3.4528 | 16.2515 | 9.7834 | 12.9006 | 12.9006 | 2435.816 | 3.4528 | 0 | 2379.7029 | 56.1131 | 0 | 44.5432 | 0 | 0 | 146.4301 | 0 | 0 | 2379.7029 | 56.1131 | 0 | 44.5432 | 0 | 0 | 0.069056 | 0.084621
2018-11-09 09:00 | 11 | 9 | 6 | 0 | 0 | 0.085716 | 163.3165 | 163.3165 | 4.2858 | 16.2515 | 9.7834 | 12.9006 | 12.9006 | 2654.1315 | 4.2858 | 0 | 2584.4807 | 69.6507 | 0 | 55.2895 | 0 | 0 | 159.0307 | 0 | 0 | 2584.4807 | 69.6507 | 0 | 55.2895 | 0 | 0 | 0.085716 | 0.088546
2018-11-09 10:00 | 11 | 10 | 6 | 0 | 0 | 0.11125 | 172.079 | 172.079 | 5.5627 | 16.2515 | 9.7834 | 12.9006 | 12.9006 | 2796.535 | 5.5627 | 0 | 2706.133 | 90.402 | 0 | 71.7621 | 0 | 0 | 166.5163 | 0 | 0 | 2706.133 | 90.402 | 0 | 71.7621 | 0 | 0 | 0.11125 | 0.23486
2018-11-09 11:00 | 11 | 11 | 6 | 0 | 1 | 0.09874 | 176.7223 | 176.7223 | 4.937 | 16.2515 | 9.7834 | 12.9006 | 12.9006 | 2871.9955 | 4.937 | 0 | 2791.7619 | 80.2337 | 0 | 63.6904 | 0 | 0 | 171.7853 | 0 | 0 | 2791.7619 | 80.2337 | 0 | 63.6904 | 0 | 0 | 0.09874 | 0.27588
2018-11-09 12:00 | 11 | 12 | 6 | 0 | 1 | 0.036372 | 173.523 | 173.523 | 1.8186 | 16.2515 | 9.7834 | 12.9006 | 12.9006 | 2820.0013 | 1.8186 | 0 | 2790.4464 | 29.5549 | 0 | 23.461 | 0 | 0 | 171.7044 | 0 | 0 | 2790.4464 | 29.5549 | 0 | 23.461 | 0 | 0 | 0.036372 | 0.30179
2018-11-09 13:00 | 11 | 13 | 6 | 0 | 1 | 0.021695 | 161.1275 | 161.1275 | 1.0847 | 16.2515 | 9.7834 | 12.9006 | 12.9006 | 2618.5564 | 1.0847 | 0 | 2600.9279 | 17.6284 | 0 | 13.9937 | 0 | 0 | 160.0428 | 0 | 0 | 2600.9279 | 17.6284 | 0 | 13.9937 | 0 | 0 | 0.021695 | 0.38032
2018-11-09 14:00 | 11 | 14 | 6 | 0 | 1 | 0.014169 | 145.446 | 145.446 | 0.70844 | 16.2515 | 9.7834 | 12.9006 | 12.9006 | 2363.7101 | 0.70844 | 0 | 2352.1969 | 11.5132 | 0 | 9.1393 | 0 | 0 | 144.7376 | 0 | 0 | 2352.1969 | 11.5132 | 0 | 9.1393 | 0 | 0 | 0.014169 | 0.27596
2018-11-09 15:00 | 11 | 15 | 6 | 0 | 1 | 0.021327 | 127.2549 | 127.2549 | 1.0663 | 16.2515 | 9.7834 | 12.9006 | 12.9006 | 2068.077 | 1.0663 | 0 | 2050.7474 | 17.3296 | 0 | 13.7564 | 0 | 0 | 126.1885 | 0 | 0 | 2050.7474 | 17.3296 | 0 | 13.7564 | 0 | 0 | 0.021327 | 0.15572
2018-11-09 16:00 | 11 | 16 | 6 | 0 | 1 | 0.0042819 | 111.3887 | 111.3887 | 0.2141 | 16.2515 | 9.7834 | 12.9006 | 12.9006 | 1810.229 | 0.2141 | 0 | 1806.7496 | 3.4794 | 0 | 2.762 | 0 | 0 | 111.1746 | 0 | 0 | 1806.7496 | 3.4794 | 0 | 2.762 | 0 | 0 | 0.0042819 | 0.054006
2018-11-09 17:00 | 11 | 17 | 6 | 0 | 1 | 0 | 108.2458 | 108.2458 | 0 | 16.2515 | 9.7834 | 12.9006 | 12.9006 | 1759.1513 | 0 | 0 | 1759.1513 | 0 | 0 | 0 | 0 | 0 | 108.2458 | 0 | 0 | 1759.1513 | 0 | 0 | 0 | 0 | 0 | 0 | 0
2018-11-09 18:00 | 11 | 18 | 6 | 0 | 1 | 0 | 104.3511 | 104.3511 | 0 | 16.2515 | 9.7834 | 12.9006 | 12.9006 | 1695.8574 | 0 | 0 | 1695.8574 | 0 | 0 | 0 | 0 | 0 | 104.3511 | 0 | 0 | 1695.8574 | 0 | 0 | 0 | 0 | 0 | 0 | 0
2018-11-09 19:00 | 11 | 19 | 6 | 0 | 0 | 0 | 97.1141 | 97.1141 | 0 | 16.2515 | 9.7834 | 12.9006 | 12.9006 | 1578.246 | 0 | 0 | 1578.246 | 0 | 0 | 0 | 0 | 0 | 97.1141 | 0 | 0 | 1578.246 | 0 | 0 | 0 | 0 | 0 | 0 | 0
2018-11-09 20:00 | 11 | 20 | 6 | 0 | 0 | 0 | 92.7278 | 92.7278 | 0 | 16.2515 | 9.7834 | 12.9006 | 12.9006 | 1506.9619 | 0 | 0 | 1506.9619 | 0 | 0 | 0 | 0 | 0 | 92.7278 | 0 | 0 | 1506.9619 | 0 | 0 | 0 | 0 | 0 | 0 | 0
2018-11-09 21:00 | 11 | 21 | 6 | 0 | 0 | 0 | 81.2885 | 81.2885 | 0 | 16.2515 | 9.7834 | 12.9006 | 12.9006 | 1321.0568 | 0 | 0 | 1321.0568 | 0 | 0 | 0 | 0 | 0 | 81.2885 | 0 | 0 | 1321.0568 | 0 | 0 | 0 | 0 | 0 | 0 | 0
2018-11-09 22:00 | 11 | 22 | 6 | 0 | 0 | 0 | 75.4403 | 75.4403 | 0 | 16.2515 | 9.7834 | 12.9006 | 12.9006 | 1226.0154 | 0 | 0 | 1226.0154 | 0 | 0 | 0 | 0 | 0 | 75.4403 | 0 | 0 | 1226.0154 | 0 | 0 | 0 | 0 | 0 | 0 | 0
2018-11-09 23:00 | 11 | 23 | 6 | 0 | 0 | 0 | 74.0155 | 74.0155 | 0 | 16.2515 | 9.7834 | 12.9006 | 12.9006 | 1202.8592 | 0 | 0 | 1202.8592 | 0 | 0 | 0 | 0 | 0 | 74.0155 | 0 | 0 | 1202.8592 | 0 | 0 | 0 | 0 | 0 | 0 | 0
2018-11-10 | 11 | 0 | 7 | 0 | 0 | 0 | 67.3299 | 67.3299 | 0 | 16.2515 | 9.7834 | 12.9006 | 12.9006 | 1094.2083 | 0 | 0 | 1094.2083 | 0 | 0 | 0 | 0 | 0 | 67.3299 | 0 | 0 | 1094.2083 | 0 | 0 | 0 | 0 | 0 | 0 | 0
2018-11-10 01:00 | 11 | 1 | 7 | 0 | 0 | 0 | 63.7861 | 63.7861 | 0 | 16.2515 | 9.7834 | 12.9006 | 12.9006 | 1036.6171 | 0 | 0 | 1036.6171 | 0 | 0 | 0 | 0 | 0 | 63.7861 | 0 | 0 | 1036.6171 | 0 | 0 | 0 | 0 | 0 | 0 | 0
2018-11-10 02:00 | 11 | 2 | 7 | 0 | 0 | 0 | 63.0236 | 63.0236 | 0 | 16.2515 | 9.7834 | 12.9006 | 12.9006 | 1024.2246 | 0 | 0 | 1024.2246 | 0 | 0 | 0 | 0 | 0 | 63.0236 | 0 | 0 | 1024.2246 | 0 | 0 | 0 | 0 | 0 | 0 | 0
2018-11-10 03:00 | 11 | 3 | 7 | 0 | 0 | 0 | 62.3701 | 62.3701 | 0 | 16.2515 | 9.7834 | 12.9006 | 12.9006 | 1013.6053 | 0 | 0 | 1013.6053 | 0 | 0 | 0 | 0 | 0 | 62.3701 | 0 | 0 | 1013.6053 | 0 | 0 | 0 | 0 | 0 | 0 | 0
2018-11-10 04:00 | 11 | 4 | 7 | 0 | 0 | 0 | 61.4775 | 61.4775 | 0 | 16.2515 | 9.7834 | 12.9006 | 12.9006 | 999.0984 | 0 | 0 | 999.0984 | 0 | 0 | 0 | 0 | 0 | 61.4775 | 0 | 0 | 999.0984 | 0 | 0 | 0 | 0 | 0 | 0 | 0
2018-11-10 05:00 | 11 | 5 | 7 | 0 | 0 | 0 | 60.7794 | 60.7794 | 0 | 16.2515 | 9.7834 | 12.9006 | 12.9006 | 987.7545 | 0 | 0 | 987.7545 | 0 | 0 | 0 | 0 | 0 | 60.7794 | 0 | 0 | 987.7545 | 0 | 0 | 0 | 0 | 0 | 0 | 0
2018-11-10 06:00 | 11 | 6 | 7 | 0 | 0 | 0 | 77.5553 | 77.5553 | 0 | 16.2515 | 9.7834 | 12.9006 | 12.9006 | 1260.3867 | 0 | 0 | 1260.3867 | 0 | 0 | 0 | 0 | 0 | 77.5553 | 0 | 0 | 1260.3867 | 0 | 0 | 0 | 0 | 0 | 0 | 0
2018-11-10 07:00 | 11 | 7 | 7 | 0 | 0 | 0.00082383 | 68.0338 | 68.0338 | 0.041191 | 16.2515 | 9.7834 | 12.9006 | 12.9006 | 1105.648 | 0.041191 | 0 | 1104.9786 | 0.66942 | 0 | 0.53139 | 0 | 0 | 67.9926 | 0 | 0 | 1104.9786 | 0.66942 | 0 | 0.53139 | 0 | 0 | 0.00082383 | 0
2018-11-10 08:00 | 11 | 8 | 7 | 0 | 0 | 0.10747 | 52.4722 | 52.4722 | 5.3733 | 16.2515 | 9.7834 | 12.9006 | 12.9006 | 852.7503 | 5.3733 | 0 | 765.4272 | 87.3231 | 0 | 69.3181 | 0 | 0 | 47.099 | 0 | 0 | 765.4272 | 87.3231 | 0 | 69.3181 | 0 | 0 | 0.10747 | 0.24077
2018-11-10 09:00 | 11 | 9 | 7 | 0 | 0 | 0.26238 | 50.3685 | 50.3685 | 13.1191 | 16.2515 | 9.7834 | 12.9006 | 12.9006 | 818.5608 | 13.1191 | 0 | 605.3556 | 213.2053 | 0 | 169.2447 | 0 | 0 | 37.2493 | 0 | 0 | 605.3556 | 213.2053 | 0 | 169.2447 | 0 | 0 | 0.26238 | 0.30605
2018-11-10 10:00 | 11 | 10 | 7 | 0 | 0 | 0.42197 | 49.8255 | 49.8255 | 21.0987 | 16.2515 | 9.7834 | 12.9006 | 12.9006 | 809.7375 | 21.0987 | 0 | 466.8521 | 342.8854 | 0 | 272.1863 | 0 | 0 | 28.7268 | 0 | 0 | 466.8521 | 342.8854 | 0 | 272.1863 | 0 | 0 | 0.42197 | 0.52775
2018-11-10 11:00 | 11 | 11 | 7 | 0 | 1 | 0.37402 | 50.851 | 50.851 | 18.7012 | 16.2515 | 9.7834 | 12.9006 | 12.9006 | 826.4027 | 18.7012 | 0 | 522.481 | 303.9217 | 0 | 241.2565 | 0 | 0 | 32.1498 | 0 | 0 | 522.481 | 303.9217 | 0 | 241.2565 | 0 | 0 | 0.37402 | 0.67831
2018-11-10 12:00 | 11 | 12 | 7 | 0 | 1 | 0.46015 | 50.7923 | 50.7923 | 23.0074 | 16.2515 | 9.7834 | 12.9006 | 12.9006 | 825.4491 | 23.0074 | 0 | 451.5445 | 373.9046 | 0 | 296.8096 | 0 | 0 | 27.7849 | 0 | 0 | 451.5445 | 373.9046 | 0 | 296.8096 | 0 | 0 | 0.46015 | 0.63334
2018-11-10 13:00 | 11 | 13 | 7 | 0 | 1 | 0.34685 | 50.674 | 50.674 | 17.3424 | 16.2515 | 9.7834 | 12.9006 | 12.9006 | 823.5255 | 17.3424 | 0 | 541.6863 | 281.8393 | 0 | 223.7272 | 0 | 0 | 33.3316 | 0 | 0 | 541.6863 | 281.8393 | 0 | 223.7272 | 0 | 0 | 0.34685 | 0.57278
2018-11-10 14:00 | 11 | 14 | 7 | 0 | 1 | 0.24874 | 50.817 | 50.817 | 12.437 | 16.2515 | 9.7834 | 12.9006 | 12.9006 | 825.8497 | 12.437 | 0 | 623.7295 | 202.1202 | 0 | 160.4453 | 0 | 0 | 38.3799 | 0 | 0 | 623.7295 | 202.1202 | 0 | 160.4453 | 0 | 0 | 0.24874 | 0.49553
2018-11-10 15:00 | 11 | 15 | 7 | 0 | 1 | 0.13984 | 50.9661 | 50.9661 | 6.9918 | 16.2515 | 9.7834 | 12.9006 | 12.9006 | 828.2732 | 6.9918 | 0 | 714.6455 | 113.6277 | 0 | 90.199 | 0 | 0 | 43.9742 | 0 | 0 | 714.6455 | 113.6277 | 0 | 90.199 | 0 | 0 | 0.13984 | 0.33529
2018-11-10 16:00 | 11 | 16 | 7 | 0 | 1 | 0.05487 | 50.263 | 50.263 | 2.7435 | 16.2515 | 9.7834 | 12.9006 | 12.9006 | 816.8466 | 2.7435 | 0 | 772.261 | 44.5856 | 0 | 35.3926 | 0 | 0 | 47.5195 | 0 | 0 | 772.261 | 44.5856 | 0 | 35.3926 | 0 | 0 | 0.05487 | 0.14744
2018-11-10 17:00 | 11 | 17 | 7 | 0 | 1 | 0 | 64.3827 | 64.3827 | 0 | 16.2515 | 9.7834 | 12.9006 | 12.9006 | 1046.3124 | 0 | 0 | 1046.3124 | 0 | 0 | 0 | 0 | 0 | 64.3827 | 0 | 0 | 1046.3124 | 0 | 0 | 0 | 0 | 0 | 0 | 0
2018-11-10 18:00 | 11 | 18 | 7 | 0 | 1 | 0 | 73.5035 | 73.5035 | 0 | 16.2515 | 9.7834 | 12.9006 | 12.9006 | 1194.5395 | 0 | 0 | 1194.5395 | 0 | 0 | 0 | 0 | 0 | 73.5035 | 0 | 0 | 1194.5395 | 0 | 0 | 0 | 0 | 0 | 0 | 0
2018-11-10 19:00 | 11 | 19 | 7 | 0 | 0 | 0 | 76.0036 | 76.0036 | 0 | 16.2515 | 9.7834 | 12.9006 | 12.9006 | 1235.1694 | 0 | 0 | 1235.1694 | 0 | 0 | 0 | 0 | 0 | 76.0036 | 0 | 0 | 1235.1694 | 0 | 0 | 0 | 0 | 0 | 0 | 0
2018-11-10 20:00 | 11 | 20 | 7 | 0 | 0 | 0 | 79.0513 | 79.0513 | 0 | 16.2515 | 9.7834 | 12.9006 | 12.9006 | 1284.6991 | 0 | 0 | 1284.6991 | 0 | 0 | 0 | 0 | 0 | 79.0513 | 0 | 0 | 1284.6991 | 0 | 0 | 0 | 0 | 0 | 0 | 0
2018-11-10 21:00 | 11 | 21 | 7 | 0 | 0 | 0 | 72.478 | 72.478 | 0 | 16.2515 | 9.7834 | 12.9006 | 12.9006 | 1177.8735 | 0 | 0 | 1177.8735 | 0 | 0 | 0 | 0 | 0 | 72.478 | 0 | 0 | 1177.8735 | 0 | 0 | 0 | 0 | 0 | 0 | 0
2018-11-10 22:00 | 11 | 22 | 7 | 0 | 0 | 0 | 70.1189 | 70.1189 | 0 | 16.2515 | 9.7834 | 12.9006 | 12.9006 | 1139.5347 | 0 | 0 | 1139.5347 | 0 | 0 | 0 | 0 | 0 | 70.1189 | 0 | 0 | 1139.5347 | 0 | 0 | 0 | 0 | 0 | 0 | 0
2018-11-10 23:00 | 11 | 23 | 7 | 0 | 0 | 0 | 69.3612 | 69.3612 | 0 | 16.2515 | 9.7834 | 12.9006 | 12.9006 | 1127.2212 | 0 | 0 | 1127.2212 | 0 | 0 | 0 | 0 | 0 | 69.3612 | 0 | 0 | 1127.2212 | 0 | 0 | 0 | 0 | 0 | 0 | 0
2018-11-11 | 11 | 0 | 1 | 0 | 0 | 0 | 62.2834 | 62.2834 | 0 | 16.2515 | 9.7834 | 12.9006 | 12.9006 | 1012.1964 | 0 | 0 | 1012.1964 | 0 | 0 | 0 | 0 | 0 | 62.2834 | 0 | 0 | 1012.1964 | 0 | 0 | 0 | 0 | 0 | 0 | 0
2018-11-11 01:00 | 11 | 1 | 1 | 0 | 0 | 0 | 59.9326 | 59.9326 | 0 | 16.2515 | 9.7834 | 12.9006 | 12.9006 | 973.9913 | 0 | 0 | 973.9913 | 0 | 0 | 0 | 0 | 0 | 59.9326 | 0 | 0 | 973.9913 | 0 | 0 | 0 | 0 | 0 | 0 | 0
2018-11-11 02:00 | 11 | 2 | 1 | 0 | 0 | 0 | 60.7242 | 60.7242 | 0 | 16.2515 | 9.7834 | 12.9006 | 12.9006 | 986.8569 | 0 | 0 | 986.8569 | 0 | 0 | 0 | 0 | 0 | 60.7242 | 0 | 0 | 986.8569 | 0 | 0 | 0 | 0 | 0 | 0 | 0
2018-11-11 03:00 | 11 | 3 | 1 | 0 | 0 | 0 | 59.1194 | 59.1194 | 0 | 16.2515 | 9.7834 | 12.9006 | 12.9006 | 960.7767 | 0 | 0 | 960.7767 | 0 | 0 | 0 | 0 | 0 | 59.1194 | 0 | 0 | 960.7767 | 0 | 0 | 0 | 0 | 0 | 0 | 0
2018-11-11 04:00 | 11 | 4 | 1 | 0 | 0 | 0 | 59.2508 | 59.2508 | 0 | 16.2515 | 9.7834 | 12.9006 | 12.9006 | 962.9119 | 0 | 0 | 962.9119 | 0 | 0 | 0 | 0 | 0 | 59.2508 | 0 | 0 | 962.9119 | 0 | 0 | 0 | 0 | 0 | 0 | 0
2018-11-11 05:00 | 11 | 5 | 1 | 0 | 0 | 0 | 60.5079 | 60.5079 | 0 | 16.2515 | 9.7834 | 12.9006 | 12.9006 | 983.3412 | 0 | 0 | 983.3412 | 0 | 0 | 0 | 0 | 0 | 60.5079 | 0 | 0 | 983.3412 | 0 | 0 | 0 | 0 | 0 | 0 | 0
2018-11-11 06:00 | 11 | 6 | 1 | 0 | 0 | 0 | 78.3477 | 78.3477 | 0 | 16.2515 | 9.7834 | 12.9006 | 12.9006 | 1273.2635 | 0 | 0 | 1273.2635 | 0 | 0 | 0 | 0 | 0 | 78.3477 | 0 | 0 | 1273.2635 | 0 | 0 | 0 | 0 | 0 | 0 | 0
2018-11-11 07:00 | 11 | 7 | 1 | 0 | 0 | 0 | 64.0978 | 64.0978 | 0 | 16.2515 | 9.7834 | 12.9006 | 12.9006 | 1041.6825 | 0 | 0 | 1041.6825 | 0 | 0 | 0 | 0 | 0 | 64.0978 | 0 | 0 | 1041.6825 | 0 | 0 | 0 | 0 | 0 | 0 | 0
2018-11-11 08:00 | 11 | 8 | 1 | 0 | 0 | 0.063471 | 51.2107 | 51.2107 | 3.1736 | 16.2515 | 9.7834 | 12.9006 | 12.9006 | 832.2492 | 3.1736 | 0 | 780.6743 | 51.5749 | 0 | 40.9407 | 0 | 0 | 48.0372 | 0 | 0 | 780.6743 | 51.5749 | 0 | 40.9407 | 0 | 0 | 0.063471 | 0.18353
2018-11-11 09:00 | 11 | 9 | 1 | 0 | 0 | 0.23675 | 49.8 | 49.8 | 11.8377 | 16.2515 | 9.7834 | 12.9006 | 12.9006 | 809.3225 | 11.8377 | 0 | 616.9427 | 192.3799 | 0 | 152.7133 | 0 | 0 | 37.9623 | 0 | 0 | 616.9427 | 192.3799 | 0 | 152.7133 | 0 | 0 | 0.23675 | 0.37493
2018-11-11 10:00 | 11 | 10 | 1 | 0 | 0 | 0.34054 | 47.6381 | 47.6381 | 17.0272 | 16.2515 | 9.7834 | 12.9006 | 12.9006 | 774.188 | 17.0272 | 0 | 497.4712 | 276.7168 | 0 | 219.6609 | 0 | 0 | 30.6109 | 0 | 0 | 497.4712 | 276.7168 | 0 | 219.6609 | 0 | 0 | 0.34054 | 0.53496
2018-11-11 11:00 | 11 | 11 | 1 | 0 | 1 | 0.36481 | 47.4572 | 47.4572 | 18.2407 | 16.2515 | 9.7834 | 12.9006 | 12.9006 | 771.2492 | 18.2407 | 0 | 474.8113 | 296.4379 | 0 | 235.3158 | 0 | 0 | 29.2165 | 0 | 0 | 474.8113 | 296.4379 | 0 | 235.3158 | 0 | 0 | 0.36481 | 0.58415
2018-11-11 12:00 | 11 | 12 | 1 | 0 | 1 | 0.31233 | 47.4207 | 47.4207 | 15.6166 | 16.2515 | 9.7834 | 12.9006 | 12.9006 | 770.6549 | 15.6166 | 0 | 516.8632 | 253.7917 | 0 | 201.4627 | 0 | 0 | 31.8041 | 0 | 0 | 516.8632 | 253.7917 | 0 | 201.4627 | 0 | 0 | 0.31233 | 0.61928
2018-11-11 13:00 | 11 | 13 | 1 | 0 | 1 | 0.31198 | 47.1252 | 47.1252 | 15.5988 | 16.2515 | 9.7834 | 12.9006 | 12.9006 | 765.8531 | 15.5988 | 0 | 512.3507 | 253.5024 | 0 | 201.233 | 0 | 0 | 31.5264 | 0 | 0 | 512.3507 | 253.5024 | 0 | 201.233 | 0 | 0 | 0.31198 | 0.5605
2018-11-11 14:00 | 11 | 14 | 1 | 0 | 1 | 0.029501 | 48.7556 | 48.7556 | 1.4751 | 16.2515 | 9.7834 | 12.9006 | 12.9006 | 792.349 | 1.4751 | 0 | 768.3769 | 23.9721 | 0 | 19.0293 | 0 | 0 | 47.2805 | 0 | 0 | 768.3769 | 23.9721 | 0 | 19.0293 | 0 | 0 | 0.029501 | 0.39055
2018-11-11 15:00 | 11 | 15 | 1 | 0 | 1 | 0.04029 | 48.6743 | 48.6743 | 2.0145 | 16.2515 | 9.7834 | 12.9006 | 12.9006 | 791.0281 | 2.0145 | 0 | 758.2896 | 32.7385 | 0 | 25.9882 | 0 | 0 | 46.6598 | 0 | 0 | 758.2896 | 32.7385 | 0 | 25.9882 | 0 | 0 | 0.04029 | 0.25944
2018-11-11 16:00 | 11 | 16 | 1 | 0 | 1 | 0.0099698 | 48.4175 | 48.4175 | 0.49849 | 16.2515 | 9.7834 | 12.9006 | 12.9006 | 786.8545 | 0.49849 | 0 | 778.7533 | 8.1012 | 0 | 6.4308 | 0 | 0 | 47.919 | 0 | 0 | 778.7533 | 8.1012 | 0 | 6.4308 | 0 | 0 | 0.0099698 | 0.097624
2018-11-11 17:00 | 11 | 17 | 1 | 0 | 1 | 0 | 63.4534 | 63.4534 | 0 | 16.2515 | 9.7834 | 12.9006 | 12.9006 | 1031.211 | 0 | 0 | 1031.211 | 0 | 0 | 0 | 0 | 0 | 63.4534 | 0 | 0 | 1031.211 | 0 | 0 | 0 | 0 | 0 | 0 | 0
2018-11-11 18:00 | 11 | 18 | 1 | 0 | 1 | 0 | 71.4391 | 71.4391 | 0 | 16.2515 | 9.7834 | 12.9006 | 12.9006 | 1160.9902 | 0 | 0 | 1160.9902 | 0 | 0 | 0 | 0 | 0 | 71.4391 | 0 | 0 | 1160.9902 | 0 | 0 | 0 | 0 | 0 | 0 | 0
2018-11-11 19:00 | 11 | 19 | 1 | 0 | 0 | 0 | 71.602 | 71.602 | 0 | 16.2515 | 9.7834 | 12.9006 | 12.9006 | 1163.6364 | 0 | 0 | 1163.6364 | 0 | 0 | 0 | 0 | 0 | 71.602 | 0 | 0 | 1163.6364 | 0 | 0 | 0 | 0 | 0 | 0 | 0
2018-11-11 20:00 | 11 | 20 | 1 | 0 | 0 | 0 | 73.8476 | 73.8476 | 0 | 16.2515 | 9.7834 | 12.9006 | 12.9006 | 1200.1312 | 0 | 0 | 1200.1312 | 0 | 0 | 0 | 0 | 0 | 73.8476 | 0 | 0 | 1200.1312 | 0 | 0 | 0 | 0 | 0 | 0 | 0
2018-11-11 21:00 | 11 | 21 | 1 | 0 | 0 | 0 | 64.6947 | 64.6947 | 0 | 16.2515 | 9.7834 | 12.9006 | 12.9006 | 1051.3835 | 0 | 0 | 1051.3835 | 0 | 0 | 0 | 0 | 0 | 64.6947 | 0 | 0 | 1051.3835 | 0 | 0 | 0 | 0 | 0 | 0 | 0
2018-11-11 22:00 | 11 | 22 | 1 | 0 | 0 | 0 | 62.2449 | 62.2449 | 0 | 16.2515 | 9.7834 | 12.9006 | 12.9006 | 1011.5696 | 0 | 0 | 1011.5696 | 0 | 0 | 0 | 0 | 0 | 62.2449 | 0 | 0 | 1011.5696 | 0 | 0 | 0 | 0 | 0 | 0 | 0
2018-11-11 23:00 | 11 | 23 | 1 | 0 | 0 | 0 | 63.4805 | 63.4805 | 0 | 16.2515 | 9.7834 | 12.9006 | 12.9006 | 1031.651 | 0 | 0 | 1031.651 | 0 | 0 | 0 | 0 | 0 | 63.4805 | 0 | 0 | 1031.651 | 0 | 0 | 0 | 0 | 0 | 0 | 0
2018-11-12 | 11 | 0 | 2 | 0 | 0 | 0 | 74.2411 | 74.2411 | 0 | 16.2515 | 9.7834 | 12.9006 | 12.9006 | 1206.5266 | 0 | 0 | 1206.5266 | 0 | 0 | 0 | 0 | 0 | 74.2411 | 0 | 0 | 1206.5266 | 0 | 0 | 0 | 0 | 0 | 0 | 0
2018-11-12 01:00 | 11 | 1 | 2 | 0 | 0 | 0 | 78.3111 | 78.3111 | 0 | 16.2515 | 9.7834 | 12.9006 | 12.9006 | 1272.6688 | 0 | 0 | 1272.6688 | 0 | 0 | 0 | 0 | 0 | 78.3111 | 0 | 0 | 1272.6688 | 0 | 0 | 0 | 0 | 0 | 0 | 0
2018-11-12 02:00 | 11 | 2 | 2 | 0 | 0 | 0 | 79.1147 | 79.1147 | 0 | 16.2515 | 9.7834 | 12.9006 | 12.9006 | 1285.7283 | 0 | 0 | 1285.7283 | 0 | 0 | 0 | 0 | 0 | 79.1147 | 0 | 0 | 1285.7283 | 0 | 0 | 0 | 0 | 0 | 0 | 0
2018-11-12 03:00 | 11 | 3 | 2 | 0 | 0 | 0 | 82.1762 | 82.1762 | 0 | 16.2515 | 9.7834 | 12.9006 | 12.9006 | 1335.4828 | 0 | 0 | 1335.4828 | 0 | 0 | 0 | 0 | 0 | 82.1762 | 0 | 0 | 1335.4828 | 0 | 0 | 0 | 0 | 0 | 0 | 0
2018-11-12 04:00 | 11 | 4 | 2 | 0 | 0 | 0 | 89.9373 | 89.9373 | 0 | 16.2515 | 9.7834 | 12.9006 | 12.9006 | 1461.6122 | 0 | 0 | 1461.6122 | 0 | 0 | 0 | 0 | 0 | 89.9373 | 0 | 0 | 1461.6122 | 0 | 0 | 0 | 0 | 0 | 0 | 0
2018-11-12 05:00 | 11 | 5 | 2 | 0 | 0 | 0 | 103.0722 | 103.0722 | 0 | 16.2515 | 9.7834 | 12.9006 | 12.9006 | 1675.074 | 0 | 0 | 1675.074 | 0 | 0 | 0 | 0 | 0 | 103.0722 | 0 | 0 | 1675.074 | 0 | 0 | 0 | 0 | 0 | 0 | 0
2018-11-12 06:00 | 11 | 6 | 2 | 0 | 0 | 0 | 138.6262 | 138.6262 | 0 | 16.2515 | 9.7834 | 12.9006 | 12.9006 | 2252.8771 | 0 | 0 | 2252.8771 | 0 | 0 | 0 | 0 | 0 | 138.6262 | 0 | 0 | 2252.8771 | 0 | 0 | 0 | 0 | 0 | 0 | 0
2018-11-12 07:00 | 11 | 7 | 2 | 0 | 0 | 0.0073962 | 148.1397 | 148.1397 | 0.36981 | 16.2515 | 9.7834 | 12.9006 | 12.9006 | 2407.4858 | 0.36981 | 0 | 2401.4758 | 6.01 | 0 | 4.7708 | 0 | 0 | 147.7699 | 0 | 0 | 2401.4758 | 6.01 | 0 | 4.7708 | 0 | 0 | 0.0073962 | 0
2018-11-12 08:00 | 11 | 8 | 2 | 0 | 0 | 0.20542 | 151.2941 | 151.2941 | 10.2712 | 16.2515 | 9.7834 | 12.9006 | 12.9006 | 2458.7492 | 10.2712 | 0 | 2291.8281 | 166.9211 | 0 | 132.5039 | 0 | 0 | 141.0229 | 0 | 0 | 2291.8281 | 166.9211 | 0 | 132.5039 | 0 | 0 | 0.20542 | 0.085734
2018-11-12 09:00 | 11 | 9 | 2 | 0 | 0 | 0.27248 | 163.7518 | 163.7518 | 13.6242 | 16.2515 | 9.7834 | 12.9006 | 12.9006 | 2661.2056 | 13.6242 | 0 | 2439.7917 | 221.4139 | 0 | 175.7608 | 0 | 0 | 150.1276 | 0 | 0 | 2439.7917 | 221.4139 | 0 | 175.7608 | 0 | 0 | 0.27248 | 0.17699
2018-11-12 10:00 | 11 | 10 | 2 | 0 | 0 | 0.42863 | 172.0944 | 172.0944 | 21.4316 | 16.2515 | 9.7834 | 12.9006 | 12.9006 | 2796.785 | 21.4316 | 0 | 2448.4895 | 348.2955 | 0 | 276.4809 | 0 | 0 | 150.6628 | 0 | 0 | 2448.4895 | 348.2955 | 0 | 276.4809 | 0 | 0 | 0.42863 | 0.25097
2018-11-12 11:00 | 11 | 11 | 2 | 0 | 1 | 0.52623 | 174.2951 | 174.2951 | 26.3113 | 16.2515 | 9.7834 | 12.9006 | 12.9006 | 2832.5497 | 26.3113 | 0 | 2404.9528 | 427.5969 | 0 | 339.4312 | 0 | 0 | 147.9838 | 0 | 0 | 2404.9528 | 427.5969 | 0 | 339.4312 | 0 | 0 | 0.52623 | 0.36452
2018-11-12 12:00 | 11 | 12 | 2 | 0 | 1 | 0.57209 | 169.6535 | 169.6535 | 28.6045 | 16.2515 | 9.7834 | 12.9006 | 12.9006 | 2757.1173 | 28.6045 | 0 | 2292.2525 | 464.8648 | 0 | 369.0149 | 0 | 0 | 141.049 | 0 | 0 | 2292.2525 | 464.8648 | 0 | 369.0149 | 0 | 0 | 0.57209 | 0.28476
2018-11-12 13:00 | 11 | 13 | 2 | 0 | 1 | 0.28184 | 158.6069 | 158.6069 | 14.0917 | 16.2515 | 9.7834 | 12.9006 | 12.9006 | 2577.5926 | 14.0917 | 0 | 2348.5811 | 229.0115 | 0 | 181.7919 | 0 | 0 | 144.5151 | 0 | 0 | 2348.5811 | 229.0115 | 0 | 181.7919 | 0 | 0 | 0.28184 | 0.26296
2018-11-12 14:00 | 11 | 14 | 2 | 0 | 1 | 0.054315 | 145.3274 | 145.3274 | 2.7157 | 16.2515 | 9.7834 | 12.9006 | 12.9006 | 2361.7814 | 2.7157 | 0 | 2317.6466 | 44.1348 | 0 | 35.0347 | 0 | 0 | 142.6116 | 0 | 0 | 2317.6466 | 44.1348 | 0 | 35.0347 | 0 | 0 | 0.054315 | 0.32182
2018-11-12 15:00 | 11 | 15 | 2 | 0 | 1 | 0.041606 | 128.3781 | 128.3781 | 2.0803 | 16.2515 | 9.7834 | 12.9006 | 12.9006 | 2086.3308 | 2.0803 | 0 | 2052.5231 | 33.8077 | 0 | 26.8369 | 0 | 0 | 126.2978 | 0 | 0 | 2052.5231 | 33.8077 | 0 | 26.8369 | 0 | 0 | 0.041606 | 0.15458
2018-11-12 16:00 | 11 | 16 | 2 | 0 | 1 | 0.01705 | 112.6553 | 112.6553 | 0.85251 | 16.2515 | 9.7834 | 12.9006 | 12.9006 | 1830.8135 | 0.85251 | 0 | 1816.959 | 13.8545 | 0 | 10.9979 | 0 | 0 | 111.8028 | 0 | 0 | 1816.959 | 13.8545 | 0 | 10.9979 | 0 | 0 | 0.01705 | 0.040347
2018-11-12 17:00 | 11 | 17 | 2 | 0 | 1 | 0 | 110.4987 | 110.4987 | 0 | 16.2515 | 9.7834 | 12.9006 | 12.9006 | 1795.7647 | 0 | 0 | 1795.7647 | 0 | 0 | 0 | 0 | 0 | 110.4987 | 0 | 0 | 1795.7647 | 0 | 0 | 0 | 0 | 0 | 0 | 0
2018-11-12 18:00 | 11 | 18 | 2 | 0 | 1 | 0 | 106.1001 | 106.1001 | 0 | 16.2515 | 9.7834 | 12.9006 | 12.9006 | 1724.2808 | 0 | 0 | 1724.2808 | 0 | 0 | 0 | 0 | 0 | 106.1001 | 0 | 0 | 1724.2808 | 0 | 0 | 0 | 0 | 0 | 0 | 0
2018-11-12 19:00 | 11 | 19 | 2 | 0 | 0 | 0 | 99.0721 | 99.0721 | 0 | 16.2515 | 9.7834 | 12.9006 | 12.9006 | 1610.0662 | 0 | 0 | 1610.0662 | 0 | 0 | 0 | 0 | 0 | 99.0721 | 0 | 0 | 1610.0662 | 0 | 0 | 0 | 0 | 0 | 0 | 0
2018-11-12 20:00 | 11 | 20 | 2 | 0 | 0 | 0 | 94.411 | 94.411 | 0 | 16.2515 | 9.7834 | 12.9006 | 12.9006 | 1534.3165 | 0 | 0 | 1534.3165 | 0 | 0 | 0 | 0 | 0 | 94.411 | 0 | 0 | 1534.3165 | 0 | 0 | 0 | 0 | 0 | 0 | 0
2018-11-12 21:00 | 11 | 21 | 2 | 0 | 0 | 0 | 82.9032 | 82.9032 | 0 | 16.2515 | 9.7834 | 12.9006 | 12.9006 | 1347.2972 | 0 | 0 | 1347.2972 | 0 | 0 | 0 | 0 | 0 | 82.9032 | 0 | 0 | 1347.2972 | 0 | 0 | 0 | 0 | 0 | 0 | 0
2018-11-12 22:00 | 11 | 22 | 2 | 0 | 0 | 0 | 77.6851 | 77.6851 | 0 | 16.2515 | 9.7834 | 12.9006 | 12.9006 | 1262.4955 | 0 | 0 | 1262.4955 | 0 | 0 | 0 | 0 | 0 | 77.6851 | 0 | 0 | 1262.4955 | 0 | 0 | 0 | 0 | 0 | 0 | 0
2018-11-12 23:00 | 11 | 23 | 2 | 0 | 0 | 0 | 76.172 | 76.172 | 0 | 16.2515 | 9.7834 | 12.9006 | 12.9006 | 1237.9064 | 0 | 0 | 1237.9064 | 0 | 0 | 0 | 0 | 0 | 76.172 | 0 | 0 | 1237.9064 | 0 | 0 | 0 | 0 | 0 | 0 | 0
2018-11-13 | 11 | 0 | 3 | 0 | 0 | 0 | 76.7197 | 76.7197 | 0 | 16.2515 | 9.7834 | 12.9006 | 12.9006 | 1246.8066 | 0 | 0 | 1246.8066 | 0 | 0 | 0 | 0 | 0 | 76.7197 | 0 | 0 | 1246.8066 | 0 | 0 | 0 | 0 | 0 | 0 | 0
2018-11-13 01:00 | 11 | 1 | 3 | 0 | 0 | 0 | 78.1063 | 78.1063 | 0 | 16.2515 | 9.7834 | 12.9006 | 12.9006 | 1269.3406 | 0 | 0 | 1269.3406 | 0 | 0 | 0 | 0 | 0 | 78.1063 | 0 | 0 | 1269.3406 | 0 | 0 | 0 | 0 | 0 | 0 | 0
2018-11-13 02:00 | 11 | 2 | 3 | 0 | 0 | 0 | 78.3499 | 78.3499 | 0 | 16.2515 | 9.7834 | 12.9006 | 12.9006 | 1273.3 | 0 | 0 | 1273.3 | 0 | 0 | 0 | 0 | 0 | 78.3499 | 0 | 0 | 1273.3 | 0 | 0 | 0 | 0 | 0 | 0 | 0
2018-11-13 03:00 | 11 | 3 | 3 | 0 | 0 | 0 | 80.617 | 80.617 | 0 | 16.2515 | 9.7834 | 12.9006 | 12.9006 | 1310.1436 | 0 | 0 | 1310.1436 | 0 | 0 | 0 | 0 | 0 | 80.617 | 0 | 0 | 1310.1436 | 0 | 0 | 0 | 0 | 0 | 0 | 0
2018-11-13 04:00 | 11 | 4 | 3 | 0 | 0 | 0 | 87.9306 | 87.9306 | 0 | 16.2515 | 9.7834 | 12.9006 | 12.9006 | 1428.9998 | 0 | 0 | 1428.9998 | 0 | 0 | 0 | 0 | 0 | 87.9306 | 0 | 0 | 1428.9998 | 0 | 0 | 0 | 0 | 0 | 0 | 0
2018-11-13 05:00 | 11 | 5 | 3 | 0 | 0 | 0 | 100.6324 | 100.6324 | 0 | 16.2515 | 9.7834 | 12.9006 | 12.9006 | 1635.4238 | 0 | 0 | 1635.4238 | 0 | 0 | 0 | 0 | 0 | 100.6324 | 0 | 0 | 1635.4238 | 0 | 0 | 0 | 0 | 0 | 0 | 0
2018-11-13 06:00 | 11 | 6 | 3 | 0 | 0 | 0 | 134.6695 | 134.6695 | 0 | 16.2515 | 9.7834 | 12.9006 | 12.9006 | 2188.5753 | 0 | 0 | 2188.5753 | 0 | 0 | 0 | 0 | 0 | 134.6695 | 0 | 0 | 2188.5753 | 0 | 0 | 0 | 0 | 0 | 0 | 0
2018-11-13 07:00 | 11 | 7 | 3 | 0 | 0 | 0 | 146.3203 | 146.3203 | 0 | 16.2515 | 9.7834 | 12.9006 | 12.9006 | 2377.9181 | 0 | 0 | 2377.9181 | 0 | 0 | 0 | 0 | 0 | 146.3203 | 0 | 0 | 2377.9181 | 0 | 0 | 0 | 0 | 0 | 0 | 0
2018-11-13 08:00 | 11 | 8 | 3 | 0 | 0 | 0.058095 | 150.6161 | 150.6161 | 2.9047 | 16.2515 | 9.7834 | 12.9006 | 12.9006 | 2447.7309 | 2.9047 | 0 | 2400.5244 | 47.2064 | 0 | 37.473 | 0 | 0 | 147.7113 | 0 | 0 | 2400.5244 | 47.2064 | 0 | 37.473 | 0 | 0 | 0.058095 | 0.045066
2018-11-13 09:00 | 11 | 9 | 3 | 0 | 0 | 0.22382 | 165.1148 | 165.1148 | 11.1912 | 16.2515 | 9.7834 | 12.9006 | 12.9006 | 2683.3559 | 11.1912 | 0 | 2501.4826 | 181.8733 | 0 | 144.3731 | 0 | 0 | 153.9236 | 0 | 0 | 2501.4826 | 181.8733 | 0 | 144.3731 | 0 | 0 | 0.22382 | 0.14652
2018-11-13 10:00 | 11 | 10 | 3 | 0 | 0 | 0.049872 | 175.3167 | 175.3167 | 2.4936 | 16.2515 | 9.7834 | 12.9006 | 12.9006 | 2849.1521 | 2.4936 | 0 | 2808.6277 | 40.5244 | 0 | 32.1687 | 0 | 0 | 172.8231 | 0 | 0 | 2808.6277 | 40.5244 | 0 | 32.1687 | 0 | 0 | 0.049872 | 0.22737
2018-11-13 11:00 | 11 | 11 | 3 | 0 | 1 | 0.089155 | 180.0844 | 180.0844 | 4.4577 | 16.2515 | 9.7834 | 12.9006 | 12.9006 | 2926.6338 | 4.4577 | 0 | 2854.189 | 72.4448 | 0 | 57.5075 | 0 | 0 | 175.6267 | 0 | 0 | 2854.189 | 72.4448 | 0 | 57.5075 | 0 | 0 | 0.089155 | 0.26195
2018-11-13 12:00 | 11 | 12 | 3 | 0 | 1 | 0.10066 | 179.4387 | 179.4387 | 5.0329 | 16.2515 | 9.7834 | 12.9006 | 12.9006 | 2916.1408 | 5.0329 | 0 | 2834.3488 | 81.792 | 0 | 64.9274 | 0 | 0 | 174.4058 | 0 | 0 | 2834.3488 | 81.792 | 0 | 64.9274 | 0 | 0 | 0.10066 | 0.39475
2018-11-13 13:00 | 11 | 13 | 3 | 0 | 1 | 0.12246 | 173.5047 | 173.5047 | 6.1231 | 16.2515 | 9.7834 | 12.9006 | 12.9006 | 2819.7047 | 6.1231 | 0 | 2720.1946 | 99.5101 | 0 | 78.9922 | 0 | 0 | 167.3816 | 0 | 0 | 2720.1946 | 99.5101 | 0 | 78.9922 | 0 | 0 | 0.12246 | 0.37124
2018-11-13 14:00 | 11 | 14 | 3 | 0 | 1 | 0.1322 | 162.3651 | 162.3651 | 6.6099 | 16.2515 | 9.7834 | 12.9006 | 12.9006 | 2638.6692 | 6.6099 | 0 | 2531.2487 | 107.4205 | 0 | 85.2716 | 0 | 0 | 155.7552 | 0 | 0 | 2531.2487 | 107.4205 | 0 | 85.2716 | 0 | 0 | 0.1322 | 0.22917
2018-11-13 15:00 | 11 | 15 | 3 | 0 | 1 | 0.015843 | 143.9367 | 143.9367 | 0.79216 | 16.2515 | 9.7834 | 12.9006 | 12.9006 | 2339.1807 | 0.79216 | 0 | 2326.307 | 12.8738 | 0 | 10.2193 | 0 | 0 | 143.1445 | 0 | 0 | 2326.307 | 12.8738 | 0 | 10.2193 | 0 | 0 | 0.015843 | 0.15175
2018-11-13 16:00 | 11 | 16 | 3 | 0 | 1 | 0.021215 | 123.5085 | 123.5085 | 1.0607 | 16.2515 | 9.7834 | 12.9006 | 12.9006 | 2007.1924 | 1.0607 | 0 | 1989.9539 | 17.2385 | 0 | 13.6841 | 0 | 0 | 122.4477 | 0 | 0 | 1989.9539 | 17.2385 | 0 | 13.6841 | 0 | 0 | 0.021215 | 0.051944
2018-11-13 17:00 | 11 | 17 | 3 | 0 | 1 | 0 | 117.2082 | 117.2082 | 0 | 16.2515 | 9.7834 | 12.9006 | 12.9006 | 1904.8041 | 0 | 0 | 1904.8041 | 0 | 0 | 0 | 0 | 0 | 117.2082 | 0 | 0 | 1904.8041 | 0 | 0 | 0 | 0 | 0 | 0 | 0
2018-11-13 18:00 | 11 | 18 | 3 | 0 | 1 | 0 | 109.6855 | 109.6855 | 0 | 16.2515 | 9.7834 | 12.9006 | 12.9006 | 1782.549 | 0 | 0 | 1782.549 | 0 | 0 | 0 | 0 | 0 | 109.6855 | 0 | 0 | 1782.549 | 0 | 0 | 0 | 0 | 0 | 0 | 0
2018-11-13 19:00 | 11 | 19 | 3 | 0 | 0 | 0 | 100.9022 | 100.9022 | 0 | 16.2515 | 9.7834 | 12.9006 | 12.9006 | 1639.8069 | 0 | 0 | 1639.8069 | 0 | 0 | 0 | 0 | 0 | 100.9022 | 0 | 0 | 1639.8069 | 0 | 0 | 0 | 0 | 0 | 0 | 0
2018-11-13 20:00 | 11 | 20 | 3 | 0 | 0 | 0 | 94.7397 | 94.7397 | 0 | 16.2515 | 9.7834 | 12.9006 | 12.9006 | 1539.6578 | 0 | 0 | 1539.6578 | 0 | 0 | 0 | 0 | 0 | 94.7397 | 0 | 0 | 1539.6578 | 0 | 0 | 0 | 0 | 0 | 0 | 0
2018-11-13 21:00 | 11 | 21 | 3 | 0 | 0 | 0 | 83.1866 | 83.1866 | 0 | 16.2515 | 9.7834 | 12.9006 | 12.9006 | 1351.904 | 0 | 0 | 1351.904 | 0 | 0 | 0 | 0 | 0 | 83.1866 | 0 | 0 | 1351.904 | 0 | 0 | 0 | 0 | 0 | 0 | 0
2018-11-13 22:00 | 11 | 22 | 3 | 0 | 0 | 0 | 76.291 | 76.291 | 0 | 16.2515 | 9.7834 | 12.9006 | 12.9006 | 1239.8396 | 0 | 0 | 1239.8396 | 0 | 0 | 0 | 0 | 0 | 76.291 | 0 | 0 | 1239.8396 | 0 | 0 | 0 | 0 | 0 | 0 | 0
2018-11-13 23:00 | 11 | 23 | 3 | 0 | 0 | 0 | 74.2449 | 74.2449 | 0 | 16.2515 | 9.7834 | 12.9006 | 12.9006 | 1206.5878 | 0 | 0 | 1206.5878 | 0 | 0 | 0 | 0 | 0 | 74.2449 | 0 | 0 | 1206.5878 | 0 | 0 | 0 | 0 | 0 | 0 | 0
2018-11-14 | 11 | 0 | 4 | 0 | 0 | 0 | 74.5456 | 74.5456 | 0 | 16.2515 | 9.7834 | 12.9006 | 12.9006 | 1211.4753 | 0 | 0 | 1211.4753 | 0 | 0 | 0 | 0 | 0 | 74.5456 | 0 | 0 | 1211.4753 | 0 | 0 | 0 | 0 | 0 | 0 | 0
2018-11-14 01:00 | 11 | 1 | 4 | 0 | 0 | 0 | 75.0416 | 75.0416 | 0 | 16.2515 | 9.7834 | 12.9006 | 12.9006 | 1219.5359 | 0 | 0 | 1219.5359 | 0 | 0 | 0 | 0 | 0 | 75.0416 | 0 | 0 | 1219.5359 | 0 | 0 | 0 | 0 | 0 | 0 | 0
2018-11-14 02:00 | 11 | 2 | 4 | 0 | 0 | 0 | 75.7355 | 75.7355 | 0 | 16.2515 | 9.7834 | 12.9006 | 12.9006 | 1230.8115 | 0 | 0 | 1230.8115 | 0 | 0 | 0 | 0 | 0 | 75.7355 | 0 | 0 | 1230.8115 | 0 | 0 | 0 | 0 | 0 | 0 | 0
2018-11-14 03:00 | 11 | 3 | 4 | 0 | 0 | 0 | 77.8851 | 77.8851 | 0 | 16.2515 | 9.7834 | 12.9006 | 12.9006 | 1265.7461 | 0 | 0 | 1265.7461 | 0 | 0 | 0 | 0 | 0 | 77.8851 | 0 | 0 | 1265.7461 | 0 | 0 | 0 | 0 | 0 | 0 | 0
2018-11-14 04:00 | 11 | 4 | 4 | 0 | 0 | 0 | 85.5226 | 85.5226 | 0 | 16.2515 | 9.7834 | 12.9006 | 12.9006 | 1389.8664 | 0 | 0 | 1389.8664 | 0 | 0 | 0 | 0 | 0 | 85.5226 | 0 | 0 | 1389.8664 | 0 | 0 | 0 | 0 | 0 | 0 | 0
2018-11-14 05:00 | 11 | 5 | 4 | 0 | 0 | 0 | 99.1003 | 99.1003 | 0 | 16.2515 | 9.7834 | 12.9006 | 12.9006 | 1610.5238 | 0 | 0 | 1610.5238 | 0 | 0 | 0 | 0 | 0 | 99.1003 | 0 | 0 | 1610.5238 | 0 | 0 | 0 | 0 | 0 | 0 | 0
2018-11-14 06:00 | 11 | 6 | 4 | 0 | 0 | 0 | 131.8994 | 131.8994 | 0 | 16.2515 | 9.7834 | 12.9006 | 12.9006 | 2143.5581 | 0 | 0 | 2143.5581 | 0 | 0 | 0 | 0 | 0 | 131.8994 | 0 | 0 | 2143.5581 | 0 | 0 | 0 | 0 | 0 | 0 | 0
2018-11-14 07:00 | 11 | 7 | 4 | 0 | 0 | 0 | 144.3873 | 144.3873 | 0 | 16.2515 | 9.7834 | 12.9006 | 12.9006 | 2346.5038 | 0 | 0 | 2346.5038 | 0 | 0 | 0 | 0 | 0 | 144.3873 | 0 | 0 | 2346.5038 | 0 | 0 | 0 | 0 | 0 | 0 | 0
2018-11-14 08:00 | 11 | 8 | 4 | 0 | 0 | 0.011178 | 149.0666 | 149.0666 | 0.55891 | 16.2515 | 9.7834 | 12.9006 | 12.9006 | 2422.5498 | 0.55891 | 0 | 2413.4667 | 9.0831 | 0 | 7.2103 | 0 | 0 | 148.5077 | 0 | 0 | 2413.4667 | 9.0831 | 0 | 7.2103 | 0 | 0 | 0.011178 | 0.16548
2018-11-14 09:00 | 11 | 9 | 4 | 0 | 0 | 0.017566 | 164.4133 | 164.4133 | 0.87831 | 16.2515 | 9.7834 | 12.9006 | 12.9006 | 2671.9552 | 0.87831 | 0 | 2657.6815 | 14.2737 | 0 | 11.3307 | 0 | 0 | 163.535 | 0 | 0 | 2657.6815 | 14.2737 | 0 | 11.3307 | 0 | 0 | 0.017566 | 0.33073
2018-11-14 10:00 | 11 | 10 | 4 | 0 | 0 | 0.039931 | 174.8333 | 174.8333 | 1.9965 | 16.2515 | 9.7834 | 12.9006 | 12.9006 | 2841.2954 | 1.9965 | 0 | 2808.8489 | 32.4464 | 0 | 25.7563 | 0 | 0 | 172.8368 | 0 | 0 | 2808.8489 | 32.4464 | 0 | 25.7563 | 0 | 0 | 0.039931 | 0.45663
2018-11-14 11:00 | 11 | 11 | 4 | 0 | 1 | 0.069907 | 178.4536 | 178.4536 | 3.4953 | 16.2515 | 9.7834 | 12.9006 | 12.9006 | 2900.1306 | 3.4953 | 0 | 2843.3262 | 56.8044 | 0 | 45.0919 | 0 | 0 | 174.9582 | 0 | 0 | 2843.3262 | 56.8044 | 0 | 45.0919 | 0 | 0 | 0.069907 | 0.44259
2018-11-14 12:00 | 11 | 12 | 4 | 0 | 1 | 0.044845 | 175.4396 | 175.4396 | 2.2422 | 16.2515 | 9.7834 | 12.9006 | 12.9006 | 2851.1497 | 2.2422 | 0 | 2814.71 | 36.4397 | 0 | 28.9262 | 0 | 0 | 173.1974 | 0 | 0 | 2814.71 | 36.4397 | 0 | 28.9262 | 0 | 0 | 0.044845 | 0.34141
2018-11-14 13:00 | 11 | 13 | 4 | 0 | 1 | 0.017308 | 166.0128 | 166.0128 | 0.86542 | 16.2515 | 9.7834 | 12.9006 | 12.9006 | 2697.9499 | 0.86542 | 0 | 2683.8856 | 14.0643 | 0 | 11.1644 | 0 | 0 | 165.1474 | 0 | 0 | 2683.8856 | 14.0643 | 0 | 11.1644 | 0 | 0 | 0.017308 | 0.41803
2018-11-14 14:00 | 11 | 14 | 4 | 0 | 1 | 0.018833 | 153.5449 | 153.5449 | 0.94164 | 16.2515 | 9.7834 | 12.9006 | 12.9006 | 2495.3278 | 0.94164 | 0 | 2480.0247 | 15.3031 | 0 | 12.1478 | 0 | 0 | 152.6032 | 0 | 0 | 2480.0247 | 15.3031 | 0 | 12.1478 | 0 | 0 | 0.018833 | 0.31825
2018-11-14 15:00 | 11 | 15 | 4 | 0 | 1 | 0.029618 | 135.5211 | 135.5211 | 1.4809 | 16.2515 | 9.7834 | 12.9006 | 12.9006 | 2202.4155 | 1.4809 | 0 | 2178.3485 | 24.067 | 0 | 19.1047 | 0 | 0 | 134.0402 | 0 | 0 | 2178.3485 | 24.067 | 0 | 19.1047 | 0 | 0 | 0.029618 | 0.26494
2018-11-14 16:00 | 11 | 16 | 4 | 0 | 1 | 0.010684 | 117.0985 | 117.0985 | 0.53422 | 16.2515 | 9.7834 | 12.9006 | 12.9006 | 1903.0214 | 0.53422 | 0 | 1894.3395 | 8.6819 | 0 | 6.8918 | 0 | 0 | 116.5643 | 0 | 0 | 1894.3395 | 8.6819 | 0 | 6.8918 | 0 | 0 | 0.010684 | 0.079792
2018-11-14 17:00 | 11 | 17 | 4 | 0 | 1 | 0 | 114.0987 | 114.0987 | 0 | 16.2515 | 9.7834 | 12.9006 | 12.9006 | 1854.2697 | 0 | 0 | 1854.2697 | 0 | 0 | 0 | 0 | 0 | 114.0987 | 0 | 0 | 1854.2697 | 0 | 0 | 0 | 0 | 0 | 0 | 0
2018-11-14 18:00 | 11 | 18 | 4 | 0 | 1 | 0 | 108.3933 | 108.3933 | 0 | 16.2515 | 9.7834 | 12.9006 | 12.9006 | 1761.5488 | 0 | 0 | 1761.5488 | 0 | 0 | 0 | 0 | 0 | 108.3933 | 0 | 0 | 1761.5488 | 0 | 0 | 0 | 0 | 0 | 0 | 0
2018-11-14 19:00 | 11 | 19 | 4 | 0 | 0 | 0 | 100.7642 | 100.7642 | 0 | 16.2515 | 9.7834 | 12.9006 | 12.9006 | 1637.5656 | 0 | 0 | 1637.5656 | 0 | 0 | 0 | 0 | 0 | 100.7642 | 0 | 0 | 1637.5656 | 0 | 0 | 0 | 0 | 0 | 0 | 0
2018-11-14 20:00 | 11 | 20 | 4 | 0 | 0 | 0 | 95.4485 | 95.4485 | 0 | 16.2515 | 9.7834 | 12.9006 | 12.9006 | 1551.1776 | 0 | 0 | 1551.1776 | 0 | 0 | 0 | 0 | 0 | 95.4485 | 0 | 0 | 1551.1776 | 0 | 0 | 0 | 0 | 0 | 0 | 0
2018-11-14 21:00 | 11 | 21 | 4 | 0 | 0 | 0 | 84.0833 | 84.0833 | 0 | 16.2515 | 9.7834 | 12.9006 | 12.9006 | 1366.476 | 0 | 0 | 1366.476 | 0 | 0 | 0 | 0 | 0 | 84.0833 | 0 | 0 | 1366.476 | 0 | 0 | 0 | 0 | 0 | 0 | 0
2018-11-14 22:00 | 11 | 22 | 4 | 0 | 0 | 0 | 77.2896 | 77.2896 | 0 | 16.2515 | 9.7834 | 12.9006 | 12.9006 | 1256.0692 | 0 | 0 | 1256.0692 | 0 | 0 | 0 | 0 | 0 | 77.2896 | 0 | 0 | 1256.0692 | 0 | 0 | 0 | 0 | 0 | 0 | 0
2018-11-14 23:00 | 11 | 23 | 4 | 0 | 0 | 0 | 75.5885 | 75.5885 | 0 | 16.2515 | 9.7834 | 12.9006 | 12.9006 | 1228.4231 | 0 | 0 | 1228.4231 | 0 | 0 | 0 | 0 | 0 | 75.5885 | 0 | 0 | 1228.4231 | 0 | 0 | 0 | 0 | 0 | 0 | 0
2018-11-15 | 11 | 0 | 5 | 0 | 0 | 0 | 75.7539 | 75.7539 | 0 | 16.2515 | 9.7834 | 12.9006 | 12.9006 | 1231.1119 | 0 | 0 | 1231.1119 | 0 | 0 | 0 | 0 | 0 | 75.7539 | 0 | 0 | 1231.1119 | 0 | 0 | 0 | 0 | 0 | 0 | 0
2018-11-15 01:00 | 11 | 1 | 5 | 0 | 0 | 0 | 76.4228 | 76.4228 | 0 | 16.2515 | 9.7834 | 12.9006 | 12.9006 | 1241.981 | 0 | 0 | 1241.981 | 0 | 0 | 0 | 0 | 0 | 76.4228 | 0 | 0 | 1241.981 | 0 | 0 | 0 | 0 | 0 | 0 | 0
2018-11-15 02:00 | 11 | 2 | 5 | 0 | 0 | 0 | 77.0414 | 77.0414 | 0 | 16.2515 | 9.7834 | 12.9006 | 12.9006 | 1252.0349 | 0 | 0 | 1252.0349 | 0 | 0 | 0 | 0 | 0 | 77.0414 | 0 | 0 | 1252.0349 | 0 | 0 | 0 | 0 | 0 | 0 | 0
2018-11-15 03:00 | 11 | 3 | 5 | 0 | 0 | 0 | 79.0906 | 79.0906 | 0 | 16.2515 | 9.7834 | 12.9006 | 12.9006 | 1285.3371 | 0 | 0 | 1285.3371 | 0 | 0 | 0 | 0 | 0 | 79.0906 | 0 | 0 | 1285.3371 | 0 | 0 | 0 | 0 | 0 | 0 | 0
2018-11-15 04:00 | 11 | 4 | 5 | 0 | 0 | 0 | 87.6899 | 87.6899 | 0 | 16.2515 | 9.7834 | 12.9006 | 12.9006 | 1425.0879 | 0 | 0 | 1425.0879 | 0 | 0 | 0 | 0 | 0 | 87.6899 | 0 | 0 | 1425.0879 | 0 | 0 | 0 | 0 | 0 | 0 | 0
2018-11-15 05:00 | 11 | 5 | 5 | 0 | 0 | 0 | 101.1461 | 101.1461 | 0 | 16.2515 | 9.7834 | 12.9006 | 12.9006 | 1643.7718 | 0 | 0 | 1643.7718 | 0 | 0 | 0 | 0 | 0 | 101.1461 | 0 | 0 | 1643.7718 | 0 | 0 | 0 | 0 | 0 | 0 | 0
2018-11-15 06:00 | 11 | 6 | 5 | 0 | 0 | 0 | 135.2725 | 135.2725 | 0 | 16.2515 | 9.7834 | 12.9006 | 12.9006 | 2198.3748 | 0 | 0 | 2198.3748 | 0 | 0 | 0 | 0 | 0 | 135.2725 | 0 | 0 | 2198.3748 | 0 | 0 | 0 | 0 | 0 | 0 | 0
2018-11-15 07:00 | 11 | 7 | 5 | 0 | 0 | 0 | 149.1822 | 149.1822 | 0 | 16.2515 | 9.7834 | 12.9006 | 12.9006 | 2424.4287 | 0 | 0 | 2424.4287 | 0 | 0 | 0 | 0 | 0 | 149.1822 | 0 | 0 | 2424.4287 | 0 | 0 | 0 | 0 | 0 | 0 | 0
2018-11-15 08:00 | 11 | 8 | 5 | 0 | 0 | 0.068235 | 154.2178 | 154.2178 | 3.4117 | 16.2515 | 9.7834 | 12.9006 | 12.9006 | 2506.264 | 3.4117 | 0 | 2450.8182 | 55.4457 | 0 | 44.0135 | 0 | 0 | 150.8061 | 0 | 0 | 2450.8182 | 55.4457 | 0 | 44.0135 | 0 | 0 | 0.068235 | 0.014736
2018-11-15 09:00 | 11 | 9 | 5 | 0 | 0 | 0.14339 | 169.9182 | 169.9182 | 7.1693 | 16.2515 | 9.7834 | 12.9006 | 12.9006 | 2761.4177 | 7.1693 | 0 | 2644.9053 | 116.5124 | 0 | 92.4888 | 0 | 0 | 162.7488 | 0 | 0 | 2644.9053 | 116.5124 | 0 | 92.4888 | 0 | 0 | 0.14339 | 0.04135
2018-11-15 10:00 | 11 | 10 | 5 | 0 | 0 | 0.22467 | 179.9554 | 179.9554 | 11.2336 | 16.2515 | 9.7834 | 12.9006 | 12.9006 | 2924.5381 | 11.2336 | 0 | 2741.9758 | 182.5624 | 0 | 144.92 | 0 | 0 | 168.7218 | 0 | 0 | 2741.9758 | 182.5624 | 0 | 144.92 | 0 | 0 | 0.22467 | 0.051925
2018-11-15 11:00 | 11 | 11 | 5 | 0 | 1 | 0.25883 | 185.2199 | 185.2199 | 12.9413 | 16.2515 | 9.7834 | 12.9006 | 12.9006 | 3010.0934 | 12.9413 | 0 | 2799.7784 | 210.315 | 0 | 166.9504 | 0 | 0 | 172.2786 | 0 | 0 | 2799.7784 | 210.315 | 0 | 166.9504 | 0 | 0 | 0.25883 | 0.056125
2018-11-15 12:00 | 11 | 12 | 5 | 0 | 1 | 0.18818 | 183.8098 | 183.8098 | 9.4088 | 16.2515 | 9.7834 | 12.9006 | 12.9006 | 2987.1767 | 9.4088 | 0 | 2834.2708 | 152.9059 | 0 | 121.3784 | 0 | 0 | 174.401 | 0 | 0 | 2834.2708 | 152.9059 | 0 | 121.3784 | 0 | 0 | 0.18818 | 0.070812
2018-11-15 13:00 | 11 | 13 | 5 | 0 | 1 | 0.14179 | 173.7473 | 173.7473 | 7.0895 | 16.2515 | 9.7834 | 12.9006 | 12.9006 | 2823.6475 | 7.0895 | 0 | 2708.4328 | 115.2147 | 0 | 91.4587 | 0 | 0 | 166.6578 | 0 | 0 | 2708.4328 | 115.2147 | 0 | 91.4587 | 0 | 0 | 0.14179 | 0.021353
2018-11-15 14:00 | 11 | 14 | 5 | 0 | 1 | 0.091018 | 159.667 | 159.667 | 4.5509 | 16.2515 | 9.7834 | 12.9006 | 12.9006 | 2594.822 | 4.5509 | 0 | 2520.8634 | 73.9586 | 0 | 58.7092 | 0 | 0 | 155.1162 | 0 | 0 | 2520.8634 | 73.9586 | 0 | 58.7092 | 0 | 0 | 0.091018 | 0.038537
2018-11-15 15:00 | 11 | 15 | 5 | 0 | 1 | 0.042299 | 141.3439 | 141.3439 | 2.1149 | 16.2515 | 9.7834 | 12.9006 | 12.9006 | 2297.044 | 2.1149 | 0 | 2262.6734 | 34.3706 | 0 | 27.2838 | 0 | 0 | 139.229 | 0 | 0 | 2262.6734 | 34.3706 | 0 | 27.2838 | 0 | 0 | 0.042299 | 0.035515
2018-11-15 16:00 | 11 | 16 | 5 | 0 | 1 | 0.0037403 | 123.3718 | 123.3718 | 0.18702 | 16.2515 | 9.7834 | 12.9006 | 12.9006 | 2004.9715 | 0.18702 | 0 | 2001.9322 | 3.0393 | 0 | 2.4126 | 0 | 0 | 123.1848 | 0 | 0 | 2001.9322 | 3.0393 | 0 | 2.4126 | 0 | 0 | 0.0037403 | 0.0050733
2018-11-15 17:00 | 11 | 17 | 5 | 0 | 1 | 0 | 116.6635 | 116.6635 | 0 | 16.2515 | 9.7834 | 12.9006 | 12.9006 | 1895.952 | 0 | 0 | 1895.952 | 0 | 0 | 0 | 0 | 0 | 116.6635 | 0 | 0 | 1895.952 | 0 | 0 | 0 | 0 | 0 | 0 | 0
2018-11-15 18:00 | 11 | 18 | 5 | 0 | 1 | 0 | 109.772 | 109.772 | 0 | 16.2515 | 9.7834 | 12.9006 | 12.9006 | 1783.9554 | 0 | 0 | 1783.9554 | 0 | 0 | 0 | 0 | 0 | 109.772 | 0 | 0 | 1783.9554 | 0 | 0 | 0 | 0 | 0 | 0 | 0
2018-11-15 19:00 | 11 | 19 | 5 | 0 | 0 | 0 | 101.7153 | 101.7153 | 0 | 16.2515 | 9.7834 | 12.9006 | 12.9006 | 1653.022 | 0 | 0 | 1653.022 | 0 | 0 | 0 | 0 | 0 | 101.7153 | 0 | 0 | 1653.022 | 0 | 0 | 0 | 0 | 0 | 0 | 0
2018-11-15 20:00 | 11 | 20 | 5 | 0 | 0 | 0 | 97.4514 | 97.4514 | 0 | 16.2515 | 9.7834 | 12.9006 | 12.9006 | 1583.727 | 0 | 0 | 1583.727 | 0 | 0 | 0 | 0 | 0 | 97.4514 | 0 | 0 | 1583.727 | 0 | 0 | 0 | 0 | 0 | 0 | 0
2018-11-15 21:00 | 11 | 21 | 5 | 0 | 0 | 0 | 85.3821 | 85.3821 | 0 | 16.2515 | 9.7834 | 12.9006 | 12.9006 | 1387.584 | 0 | 0 | 1387.584 | 0 | 0 | 0 | 0 | 0 | 85.3821 | 0 | 0 | 1387.584 | 0 | 0 | 0 | 0 | 0 | 0 | 0
2018-11-15 22:00 | 11 | 22 | 5 | 0 | 0 | 0 | 80.2251 | 80.2251 | 0 | 16.2515 | 9.7834 | 12.9006 | 12.9006 | 1303.7747 | 0 | 0 | 1303.7747 | 0 | 0 | 0 | 0 | 0 | 80.2251 | 0 | 0 | 1303.7747 | 0 | 0 | 0 | 0 | 0 | 0 | 0
2018-11-15 23:00 | 11 | 23 | 5 | 0 | 0 | 0 | 78.8657 | 78.8657 | 0 | 16.2515 | 9.7834 | 12.9006 | 12.9006 | 1281.6818 | 0 | 0 | 1281.6818 | 0 | 0 | 0 | 0 | 0 | 78.8657 | 0 | 0 | 1281.6818 | 0 | 0 | 0 | 0 | 0 | 0 | 0
2018-11-16 | 11 | 0 | 6 | 0 | 0 | 0 | 79.3481 | 79.3481 | 0 | 16.2515 | 9.7834 | 12.9006 | 12.9006 | 1289.5218 | 0 | 0 | 1289.5218 | 0 | 0 | 0 | 0 | 0 | 79.3481 | 0 | 0 | 1289.5218 | 0 | 0 | 0 | 0 | 0 | 0 | 0
2018-11-16 01:00 | 11 | 1 | 6 | 0 | 0 | 0 | 80.3318 | 80.3318 | 0 | 16.2515 | 9.7834 | 12.9006 | 12.9006 | 1305.5088 | 0 | 0 | 1305.5088 | 0 | 0 | 0 | 0 | 0 | 80.3318 | 0 | 0 | 1305.5088 | 0 | 0 | 0 | 0 | 0 | 0 | 0
2018-11-16 02:00 | 11 | 2 | 6 | 0 | 0 | 0 | 80.5411 | 80.5411 | 0 | 16.2515 | 9.7834 | 12.9006 | 12.9006 | 1308.9106 | 0 | 0 | 1308.9106 | 0 | 0 | 0 | 0 | 0 | 80.5411 | 0 | 0 | 1308.9106 | 0 | 0 | 0 | 0 | 0 | 0 | 0
2018-11-16 03:00 | 11 | 3 | 6 | 0 | 0 | 0 | 82.1731 | 82.1731 | 0 | 16.2515 | 9.7834 | 12.9006 | 12.9006 | 1335.4329 | 0 | 0 | 1335.4329 | 0 | 0 | 0 | 0 | 0 | 82.1731 | 0 | 0 | 1335.4329 | 0 | 0 | 0 | 0 | 0 | 0 | 0
2018-11-16 04:00 | 11 | 4 | 6 | 0 | 0 | 0 | 89.0673 | 89.0673 | 0 | 16.2515 | 9.7834 | 12.9006 | 12.9006 | 1447.4736 | 0 | 0 | 1447.4736 | 0 | 0 | 0 | 0 | 0 | 89.0673 | 0 | 0 | 1447.4736 | 0 | 0 | 0 | 0 | 0 | 0 | 0
2018-11-16 05:00 | 11 | 5 | 6 | 0 | 0 | 0 | 103.0966 | 103.0966 | 0 | 16.2515 | 9.7834 | 12.9006 | 12.9006 | 1675.4703 | 0 | 0 | 1675.4703 | 0 | 0 | 0 | 0 | 0 | 103.0966 | 0 | 0 | 1675.4703 | 0 | 0 | 0 | 0 | 0 | 0 | 0
2018-11-16 06:00 | 11 | 6 | 6 | 0 | 0 | 0 | 136.7038 | 136.7038 | 0 | 16.2515 | 9.7834 | 12.9006 | 12.9006 | 2221.6362 | 0 | 0 | 2221.6362 | 0 | 0 | 0 | 0 | 0 | 136.7038 | 0 | 0 | 2221.6362 | 0 | 0 | 0 | 0 | 0 | 0 | 0
2018-11-16 07:00 | 11 | 7 | 6 | 0 | 0 | 0 | 149.3315 | 149.3315 | 0 | 16.2515 | 9.7834 | 12.9006 | 12.9006 | 2426.8536 | 0 | 0 | 2426.8536 | 0 | 0 | 0 | 0 | 0 | 149.3315 | 0 | 0 | 2426.8536 | 0 | 0 | 0 | 0 | 0 | 0 | 0
2018-11-16 08:00 | 11 | 8 | 6 | 0 | 0 | 0.19116 | 152.3855 | 152.3855 | 9.5579 | 16.2515 | 9.7834 | 12.9006 | 12.9006 | 2476.4867 | 9.5579 | 0 | 2321.1577 | 155.329 | 0 | 123.3019 | 0 | 0 | 142.8277 | 0 | 0 | 2321.1577 | 155.329 | 0 | 123.3019 | 0 | 0 | 0.19116 | 0.022605
2018-11-16 09:00 | 11 | 9 | 6 | 0 | 0 | 0.19797 | 165.7112 | 165.7112 | 9.8983 | 16.2515 | 9.7834 | 12.9006 | 12.9006 | 2693.0487 | 9.8983 | 0 | 2532.1877 | 160.861 | 0 | 127.6932 | 0 | 0 | 155.813 | 0 | 0 | 2532.1877 | 160.861 | 0 | 127.6932 | 0 | 0 | 0.19797 | 0.045954
2018-11-16 10:00 | 11 | 10 | 6 | 0 | 0 | 0.28789 | 173.7303 | 173.7303 | 14.3945 | 16.2515 | 9.7834 | 12.9006 | 12.9006 | 2823.3702 | 14.3945 | 0 | 2589.4394 | 233.9308 | 0 | 185.6969 | 0 | 0 | 159.3358 | 0 | 0 | 2589.4394 | 233.9308 | 0 | 185.6969 | 0 | 0 | 0.28789 | 0.14205
2018-11-16 11:00 | 11 | 11 | 6 | 0 | 1 | 0.39645 | 175.7153 | 175.7153 | 19.8223 | 16.2515 | 9.7834 | 12.9006 | 12.9006 | 2855.6295 | 19.8223 | 0 | 2533.4882 | 322.1412 | 0 | 255.7193 | 0 | 0 | 155.893 | 0 | 0 | 2533.4882 | 322.1412 | 0 | 255.7193 | 0 | 0 | 0.39645 | 0.12108
2018-11-16 12:00 | 11 | 12 | 6 | 0 | 1 | 0.55624 | 171.3655 | 171.3655 | 27.812 | 16.2515 | 9.7834 | 12.9006 | 12.9006 | 2784.9394 | 27.812 | 0 | 2332.9547 | 451.9847 | 0 | 358.7905 | 0 | 0 | 143.5536 | 0 | 0 | 2332.9547 | 451.9847 | 0 | 358.7905 | 0 | 0 | 0.55624 | 0.098255
2018-11-16 13:00 | 11 | 13 | 6 | 0 | 1 | 0.52821 | 160.3583 | 160.3583 | 26.4104 | 16.2515 | 9.7834 | 12.9006 | 12.9006 | 2606.0552 | 26.4104 | 0 | 2176.8477 | 429.2075 | 0 | 340.7097 | 0 | 0 | 133.9479 | 0 | 0 | 2176.8477 | 429.2075 | 0 | 340.7097 | 0 | 0 | 0.52821 | 0.074966
2018-11-16 14:00 | 11 | 14 | 6 | 0 | 1 | 0.3908 | 145.9289 | 145.9289 | 19.5399 | 16.2515 | 9.7834 | 12.9006 | 12.9006 | 2371.5568 | 19.5399 | 0 | 2054.0058 | 317.551 | 0 | 252.0756 | 0 | 0 | 126.389 | 0 | 0 | 2054.0058 | 317.551 | 0 | 252.0756 | 0 | 0 | 0.3908 | 0.050562
2018-11-16 15:00 | 11 | 15 | 6 | 0 | 1 | 0.21671 | 127.9876 | 127.9876 | 10.8355 | 16.2515 | 9.7834 | 12.9006 | 12.9006 | 2079.9849 | 10.8355 | 0 | 1903.8914 | 176.0935 | 0 | 139.785 | 0 | 0 | 117.152 | 0 | 0 | 1903.8914 | 176.0935 | 0 | 139.785 | 0 | 0 | 0.21671 | 0.032735
2018-11-16 16:00 | 11 | 16 | 6 | 0 | 1 | 0.026029 | 112.1464 | 112.1464 | 1.3014 | 16.2515 | 9.7834 | 12.9006 | 12.9006 | 1822.5416 | 1.3014 | 0 | 1801.3911 | 21.1505 | 0 | 16.7895 | 0 | 0 | 110.8449 | 0 | 0 | 1801.3911 | 21.1505 | 0 | 16.7895 | 0 | 0 | 0.026029 | 0.039837
2018-11-16 17:00 | 11 | 17 | 6 | 0 | 1 | 0 | 109.8672 | 109.8672 | 0 | 16.2515 | 9.7834 | 12.9006 | 12.9006 | 1785.5028 | 0 | 0 | 1785.5028 | 0 | 0 | 0 | 0 | 0 | 109.8672 | 0 | 0 | 1785.5028 | 0 | 0 | 0 | 0 | 0 | 0 | 0
2018-11-16 18:00 | 11 | 18 | 6 | 0 | 1 | 0 | 105.1028 | 105.1028 | 0 | 16.2515 | 9.7834 | 12.9006 | 12.9006 | 1708.0739 | 0 | 0 | 1708.0739 | 0 | 0 | 0 | 0 | 0 | 105.1028 | 0 | 0 | 1708.0739 | 0 | 0 | 0 | 0 | 0 | 0 | 0
2018-11-16 19:00 | 11 | 19 | 6 | 0 | 0 | 0 | 98.6127 | 98.6127 | 0 | 16.2515 | 9.7834 | 12.9006 | 12.9006 | 1602.6007 | 0 | 0 | 1602.6007 | 0 | 0 | 0 | 0 | 0 | 98.6127 | 0 | 0 | 1602.6007 | 0 | 0 | 0 | 0 | 0 | 0 | 0
2018-11-16 20:00 | 11 | 20 | 6 | 0 | 0 | 0 | 94.9012 | 94.9012 | 0 | 16.2515 | 9.7834 | 12.9006 | 12.9006 | 1542.2829 | 0 | 0 | 1542.2829 | 0 | 0 | 0 | 0 | 0 | 94.9012 | 0 | 0 | 1542.2829 | 0 | 0 | 0 | 0 | 0 | 0 | 0
2018-11-16 21:00 | 11 | 21 | 6 | 0 | 0 | 0 | 83.7576 | 83.7576 | 0 | 16.2515 | 9.7834 | 12.9006 | 12.9006 | 1361.1824 | 0 | 0 | 1361.1824 | 0 | 0 | 0 | 0 | 0 | 83.7576 | 0 | 0 | 1361.1824 | 0 | 0 | 0 | 0 | 0 | 0 | 0
2018-11-16 22:00 | 11 | 22 | 6 | 0 | 0 | 0 | 78.7115 | 78.7115 | 0 | 16.2515 | 9.7834 | 12.9006 | 12.9006 | 1279.177 | 0 | 0 | 1279.177 | 0 | 0 | 0 | 0 | 0 | 78.7115 | 0 | 0 | 1279.177 | 0 | 0 | 0 | 0 | 0 | 0 | 0
2018-11-16 23:00 | 11 | 23 | 6 | 0 | 0 | 0 | 76.8104 | 76.8104 | 0 | 16.2515 | 9.7834 | 12.9006 | 12.9006 | 1248.2808 | 0 | 0 | 1248.2808 | 0 | 0 | 0 | 0 | 0 | 76.8104 | 0 | 0 | 1248.2808 | 0 | 0 | 0 | 0 | 0 | 0 | 0
2018-11-17 | 11 | 0 | 7 | 0 | 0 | 0 | 70.1778 | 70.1778 | 0 | 16.2515 | 9.7834 | 12.9006 | 12.9006 | 1140.4916 | 0 | 0 | 1140.4916 | 0 | 0 | 0 | 0 | 0 | 70.1778 | 0 | 0 | 1140.4916 | 0 | 0 | 0 | 0 | 0 | 0 | 0
2018-11-17 01:00 | 11 | 1 | 7 | 0 | 0 | 0 | 66.7758 | 66.7758 | 0 | 16.2515 | 9.7834 | 12.9006 | 12.9006 | 1085.2041 | 0 | 0 | 1085.2041 | 0 | 0 | 0 | 0 | 0 | 66.7758 | 0 | 0 | 1085.2041 | 0 | 0 | 0 | 0 | 0 | 0 | 0
2018-11-17 02:00 | 11 | 2 | 7 | 0 | 0 | 0 | 65.5931 | 65.5931 | 0 | 16.2515 | 9.7834 | 12.9006 | 12.9006 | 1065.9831 | 0 | 0 | 1065.9831 | 0 | 0 | 0 | 0 | 0 | 65.5931 | 0 | 0 | 1065.9831 | 0 | 0 | 0 | 0 | 0 | 0 | 0
2018-11-17 03:00 | 11 | 3 | 7 | 0 | 0 | 0 | 64.9198 | 64.9198 | 0 | 16.2515 | 9.7834 | 12.9006 | 12.9006 | 1055.0408 | 0 | 0 | 1055.0408 | 0 | 0 | 0 | 0 | 0 | 64.9198 | 0 | 0 | 1055.0408 | 0 | 0 | 0 | 0 | 0 | 0 | 0
2018-11-17 04:00 | 11 | 4 | 7 | 0 | 0 | 0 | 64.219 | 64.219 | 0 | 16.2515 | 9.7834 | 12.9006 | 12.9006 | 1043.6527 | 0 | 0 | 1043.6527 | 0 | 0 | 0 | 0 | 0 | 64.219 | 0 | 0 | 1043.6527 | 0 | 0 | 0 | 0 | 0 | 0 | 0
2018-11-17 05:00 | 11 | 5 | 7 | 0 | 0 | 0 | 62.8933 | 62.8933 | 0 | 16.2515 | 9.7834 | 12.9006 | 12.9006 | 1022.1071 | 0 | 0 | 1022.1071 | 0 | 0 | 0 | 0 | 0 | 62.8933 | 0 | 0 | 1022.1071 | 0 | 0 | 0 | 0 | 0 | 0 | 0
2018-11-17 06:00 | 11 | 6 | 7 | 0 | 0 | 0 | 82.1749 | 82.1749 | 0 | 16.2515 | 9.7834 | 12.9006 | 12.9006 | 1335.4622 | 0 | 0 | 1335.4622 | 0 | 0 | 0 | 0 | 0 | 82.1749 | 0 | 0 | 1335.4622 | 0 | 0 | 0 | 0 | 0 | 0 | 0
2018-11-17 07:00 | 11 | 7 | 7 | 0 | 0 | 0 | 75.0312 | 75.0312 | 0 | 16.2515 | 9.7834 | 12.9006 | 12.9006 | 1219.3656 | 0 | 0 | 1219.3656 | 0 | 0 | 0 | 0 | 0 | 75.0312 | 0 | 0 | 1219.3656 | 0 | 0 | 0 | 0 | 0 | 0 | 0
2018-11-17 08:00 | 11 | 8 | 7 | 0 | 0 | 0.0083318 | 55.9765 | 55.9765 | 0.41659 | 16.2515 | 9.7834 | 12.9006 | 12.9006 | 909.6991 | 0.41659 | 0 | 902.9289 | 6.7702 | 0 | 5.3742 | 0 | 0 | 55.5599 | 0 | 0 | 902.9289 | 6.7702 | 0 | 5.3742 | 0 | 0 | 0.0083318 | 0.071938
2018-11-17 09:00 | 11 | 9 | 7 | 0 | 0 | 0.01201 | 52.5913 | 52.5913 | 0.60052 | 16.2515 | 9.7834 | 12.9006 | 12.9006 | 854.685 | 0.60052 | 0 | 844.9258 | 9.7592 | 0 | 7.747 | 0 | 0 | 51.9908 | 0 | 0 | 844.9258 | 9.7592 | 0 | 7.747 | 0 | 0 | 0.01201 | 0.15723
2018-11-17 10:00 | 11 | 10 | 7 | 0 | 0 | 0.016026 | 51.6034 | 51.6034 | 0.80128 | 16.2515 | 9.7834 | 12.9006 | 12.9006 | 838.63 | 0.80128 | 0 | 825.608 | 13.022 | 0 | 10.337 | 0 | 0 | 50.8021 | 0 | 0 | 825.608 | 13.022 | 0 | 10.337 | 0 | 0 | 0.016026 | 0.2548
2018-11-17 11:00 | 11 | 11 | 7 | 0 | 1 | 0.016555 | 52.2119 | 52.2119 | 0.82774 | 16.2515 | 9.7834 | 12.9006 | 12.9006 | 848.5189 | 0.82774 | 0 | 835.0669 | 13.452 | 0 | 10.6783 | 0 | 0 | 51.3841 | 0 | 0 | 835.0669 | 13.452 | 0 | 10.6783 | 0 | 0 | 0.016555 | 0.19413
2018-11-17 12:00 | 11 | 12 | 7 | 0 | 1 | 0.010991 | 52.6027 | 52.6027 | 0.54957 | 16.2515 | 9.7834 | 12.9006 | 12.9006 | 854.8703 | 0.54957 | 0 | 845.9389 | 8.9313 | 0 | 7.0898 | 0 | 0 | 52.0531 | 0 | 0 | 845.9389 | 8.9313 | 0 | 7.0898 | 0 | 0 | 0.010991 | 0.45348
2018-11-17 13:00 | 11 | 13 | 7 | 0 | 1 | 0.019854 | 52.5496 | 52.5496 | 0.9927 | 16.2515 | 9.7834 | 12.9006 | 12.9006 | 854.0077 | 0.9927 | 0 | 837.8747 | 16.1329 | 0 | 12.8065 | 0 | 0 | 51.5569 | 0 | 0 | 837.8747 | 16.1329 | 0 | 12.8065 | 0 | 0 | 0.019854 | 0.37075
2018-11-17 14:00 | 11 | 14 | 7 | 0 | 1 | 0.021345 | 52.8185 | 52.8185 | 1.0673 | 16.2515 | 9.7834 | 12.9006 | 12.9006 | 858.3782 | 1.0673 | 0 | 841.0335 | 17.3447 | 0 | 13.7684 | 0 | 0 | 51.7513 | 0 | 0 | 841.0335 | 17.3447 | 0 | 13.7684 | 0 | 0 | 0.021345 | 0.35344
2018-11-17 15:00 | 11 | 15 | 7 | 0 | 1 | 0.0063557 | 52.7312 | 52.7312 | 0.31778 | 16.2515 | 9.7834 | 12.9006 | 12.9006 | 856.9595 | 0.31778 | 0 | 851.7951 | 5.1644 | 0 | 4.0996 | 0 | 0 | 52.4135 | 0 | 0 | 851.7951 | 5.1644 | 0 | 4.0996 | 0 | 0 | 0.0063557 | 0.21086
2018-11-17 16:00 | 11 | 16 | 7 | 0 | 1 | 0.0044246 | 52.3519 | 52.3519 | 0.22123 | 16.2515 | 9.7834 | 12.9006 | 12.9006 | 850.7948 | 0.22123 | 0 | 847.1995 | 3.5953 | 0 | 2.854 | 0 | 0 | 52.1307 | 0 | 0 | 847.1995 | 3.5953 | 0 | 2.854 | 0 | 0 | 0.0044246 | 0.098052
2018-11-17 17:00 | 11 | 17 | 7 | 0 | 1 | 0 | 66.7839 | 66.7839 | 0 | 16.2515 | 9.7834 | 12.9006 | 12.9006 | 1085.3351 | 0 | 0 | 1085.3351 | 0 | 0 | 0 | 0 | 0 | 66.7839 | 0 | 0 | 1085.3351 | 0 | 0 | 0 | 0 | 0 | 0 | 0
2018-11-17 18:00 | 11 | 18 | 7 | 0 | 1 | 0 | 74.6849 | 74.6849 | 0 | 16.2515 | 9.7834 | 12.9006 | 12.9006 | 1213.7377 | 0 | 0 | 1213.7377 | 0 | 0 | 0 | 0 | 0 | 74.6849 | 0 | 0 | 1213.7377 | 0 | 0 | 0 | 0 | 0 | 0 | 0
2018-11-17 19:00 | 11 | 19 | 7 | 0 | 0 | 0 | 77.3156 | 77.3156 | 0 | 16.2515 | 9.7834 | 12.9006 | 12.9006 | 1256.4913 | 0 | 0 | 1256.4913 | 0 | 0 | 0 | 0 | 0 | 77.3156 | 0 | 0 | 1256.4913 | 0 | 0 | 0 | 0 | 0 | 0 | 0
2018-11-17 20:00 | 11 | 20 | 7 | 0 | 0 | 0 | 80.0859 | 80.0859 | 0 | 16.2515 | 9.7834 | 12.9006 | 12.9006 | 1301.5119 | 0 | 0 | 1301.5119 | 0 | 0 | 0 | 0 | 0 | 80.0859 | 0 | 0 | 1301.5119 | 0 | 0 | 0 | 0 | 0 | 0 | 0
2018-11-17 21:00 | 11 | 21 | 7 | 0 | 0 | 0 | 73.4472 | 73.4472 | 0 | 16.2515 | 9.7834 | 12.9006 | 12.9006 | 1193.6234 | 0 | 0 | 1193.6234 | 0 | 0 | 0 | 0 | 0 | 73.4472 | 0 | 0 | 1193.6234 | 0 | 0 | 0 | 0 | 0 | 0 | 0
2018-11-17 22:00 | 11 | 22 | 7 | 0 | 0 | 0 | 70.4941 | 70.4941 | 0 | 16.2515 | 9.7834 | 12.9006 | 12.9006 | 1145.6322 | 0 | 0 | 1145.6322 | 0 | 0 | 0 | 0 | 0 | 70.4941 | 0 | 0 | 1145.6322 | 0 | 0 | 0 | 0 | 0 | 0 | 0
2018-11-17 23:00 | 11 | 23 | 7 | 0 | 0 | 0 | 69.2444 | 69.2444 | 0 | 16.2515 | 9.7834 | 12.9006 | 12.9006 | 1125.3218 | 0 | 0 | 1125.3218 | 0 | 0 | 0 | 0 | 0 | 69.2444 | 0 | 0 | 1125.3218 | 0 | 0 | 0 | 0 | 0 | 0 | 0
2018-11-18 | 11 | 0 | 1 | 0 | 0 | 0 | 61.862 | 61.862 | 0 | 16.2515 | 9.7834 | 12.9006 | 12.9006 | 1005.3474 | 0 | 0 | 1005.3474 | 0 | 0 | 0 | 0 | 0 | 61.862 | 0 | 0 | 1005.3474 | 0 | 0 | 0 | 0 | 0 | 0 | 0
2018-11-18 01:00 | 11 | 1 | 1 | 0 | 0 | 0 | 59.512 | 59.512 | 0 | 16.2515 | 9.7834 | 12.9006 | 12.9006 | 967.1572 | 0 | 0 | 967.1572 | 0 | 0 | 0 | 0 | 0 | 59.512 | 0 | 0 | 967.1572 | 0 | 0 | 0 | 0 | 0 | 0 | 0
2018-11-18 02:00 | 11 | 2 | 1 | 0 | 0 | 0 | 60.243 | 60.243 | 0 | 16.2515 | 9.7834 | 12.9006 | 12.9006 | 979.0365 | 0 | 0 | 979.0365 | 0 | 0 | 0 | 0 | 0 | 60.243 | 0 | 0 | 979.0365 | 0 | 0 | 0 | 0 | 0 | 0 | 0
2018-11-18 03:00 | 11 | 3 | 1 | 0 | 0 | 0 | 59.0498 | 59.0498 | 0 | 16.2515 | 9.7834 | 12.9006 | 12.9006 | 959.645 | 0 | 0 | 959.645 | 0 | 0 | 0 | 0 | 0 | 59.0498 | 0 | 0 | 959.645 | 0 | 0 | 0 | 0 | 0 | 0 | 0
2018-11-18 04:00 | 11 | 4 | 1 | 0 | 0 | 0 | 59.1251 | 59.1251 | 0 | 16.2515 | 9.7834 | 12.9006 | 12.9006 | 960.869 | 0 | 0 | 960.869 | 0 | 0 | 0 | 0 | 0 | 59.1251 | 0 | 0 | 960.869 | 0 | 0 | 0 | 0 | 0 | 0 | 0
2018-11-18 05:00 | 11 | 5 | 1 | 0 | 0 | 0 | 59.7735 | 59.7735 | 0 | 16.2515 | 9.7834 | 12.9006 | 12.9006 | 971.4058 | 0 | 0 | 971.4058 | 0 | 0 | 0 | 0 | 0 | 59.7735 | 0 | 0 | 971.4058 | 0 | 0 | 0 | 0 | 0 | 0 | 0
2018-11-18 06:00 | 11 | 6 | 1 | 0 | 0 | 0 | 77.0755 | 77.0755 | 0 | 16.2515 | 9.7834 | 12.9006 | 12.9006 | 1252.5888 | 0 | 0 | 1252.5888 | 0 | 0 | 0 | 0 | 0 | 77.0755 | 0 | 0 | 1252.5888 | 0 | 0 | 0 | 0 | 0 | 0 | 0
2018-11-18 07:00 | 11 | 7 | 1 | 0 | 0 | 0 | 67.848 | 67.848 | 0 | 16.2515 | 9.7834 | 12.9006 | 12.9006 | 1102.6281 | 0 | 0 | 1102.6281 | 0 | 0 | 0 | 0 | 0 | 67.848 | 0 | 0 | 1102.6281 | 0 | 0 | 0 | 0 | 0 | 0 | 0
2018-11-18 08:00 | 11 | 8 | 1 | 0 | 0 | 0.1303 | 50.7601 | 50.7601 | 6.5148 | 16.2515 | 9.7834 | 12.9006 | 12.9006 | 824.9257 | 6.5148 | 0 | 719.0507 | 105.875 | 0 | 84.0448 | 0 | 0 | 44.2453 | 0 | 0 | 719.0507 | 105.875 | 0 | 84.0448 | 0 | 0 | 0.1303 | 0.020146
2018-11-18 09:00 | 11 | 9 | 1 | 0 | 0 | 0.1731 | 49.6936 | 49.6936 | 8.6548 | 16.2515 | 9.7834 | 12.9006 | 12.9006 | 807.5931 | 8.6548 | 0 | 666.94 | 140.6531 | 0 | 111.652 | 0 | 0 | 41.0388 | 0 | 0 | 666.94 | 140.6531 | 0 | 111.652 | 0 | 0 | 0.1731 | 0.022932
2018-11-18 10:00 | 11 | 10 | 1 | 0 | 0 | 0.26907 | 49.067 | 49.067 | 13.4535 | 16.2515 | 9.7834 | 12.9006 | 12.9006 | 797.4105 | 13.4535 | 0 | 578.7724 | 218.6382 | 0 | 173.5574 | 0 | 0 | 35.6136 | 0 | 0 | 578.7724 | 218.6382 | 0 | 173.5574 | 0 | 0 | 0.26907 | 0.039243
2018-11-18 11:00 | 11 | 11 | 1 | 0 | 1 | 0.42938 | 49.6812 | 49.6812 | 21.4688 | 16.2515 | 9.7834 | 12.9006 | 12.9006 | 807.3912 | 21.4688 | 0 | 458.4919 | 348.8993 | 0 | 276.9601 | 0 | 0 | 28.2124 | 0 | 0 | 458.4919 | 348.8993 | 0 | 276.9601 | 0 | 0 | 0.42938 | 0.063572
2018-11-18 12:00 | 11 | 12 | 1 | 0 | 1 | 0.38641 | 49.8095 | 49.8095 | 19.3206 | 16.2515 | 9.7834 | 12.9006 | 12.9006 | 809.4769 | 19.3206 | 0 | 495.4898 | 313.9871 | 0 | 249.2465 | 0 | 0 | 30.4889 | 0 | 0 | 495.4898 | 313.9871 | 0 | 249.2465 | 0 | 0 | 0.38641 | 0.048858
2018-11-18 13:00 | 11 | 13 | 1 | 0 | 1 | 0.10024 | 49.7165 | 49.7165 | 5.0118 | 16.2515 | 9.7834 | 12.9006 | 12.9006 | 807.9655 | 5.0118 | 0 | 726.5156 | 81.4499 | 0 | 64.6558 | 0 | 0 | 44.7046 | 0 | 0 | 726.5156 | 81.4499 | 0 | 64.6558 | 0 | 0 | 0.10024 | 0.05202
2018-11-18 14:00 | 11 | 14 | 1 | 0 | 1 | 0.049275 | 50.7254 | 50.7254 | 2.4637 | 16.2515 | 9.7834 | 12.9006 | 12.9006 | 824.3621 | 2.4637 | 0 | 784.3227 | 40.0394 | 0 | 31.7837 | 0 | 0 | 48.2617 | 0 | 0 | 784.3227 | 40.0394 | 0 | 31.7837 | 0 | 0 | 0.049275 | 0.21052
2018-11-18 15:00 | 11 | 15 | 1 | 0 | 1 | 0.011326 | 49.9066 | 49.9066 | 0.56627 | 16.2515 | 9.7834 | 12.9006 | 12.9006 | 811.0545 | 0.56627 | 0 | 801.8517 | 9.2028 | 0 | 7.3053 | 0 | 0 | 49.3403 | 0 | 0 | 801.8517 | 9.2028 | 0 | 7.3053 | 0 | 0 | 0.011326 | 0.13601
2018-11-18 16:00 | 11 | 16 | 1 | 0 | 1 | 0.0042913 | 50.1534 | 50.1534 | 0.21457 | 16.2515 | 9.7834 | 12.9006 | 12.9006 | 815.0655 | 0.21457 | 0 | 811.5785 | 3.487 | 0 | 2.768 | 0 | 0 | 49.9388 | 0 | 0 | 811.5785 | 3.487 | 0 | 2.768 | 0 | 0 | 0.0042913 | 0.038462
2018-11-18 17:00 | 11 | 17 | 1 | 0 | 1 | 0 | 66.2897 | 66.2897 | 0 | 16.2515 | 9.7834 | 12.9006 | 12.9006 | 1077.3041 | 0 | 0 | 1077.3041 | 0 | 0 | 0 | 0 | 0 | 66.2897 | 0 | 0 | 1077.3041 | 0 | 0 | 0 | 0 | 0 | 0 | 0
2018-11-18 18:00 | 11 | 18 | 1 | 0 | 1 | 0 | 71.9632 | 71.9632 | 0 | 16.2515 | 9.7834 | 12.9006 | 12.9006 | 1169.5064 | 0 | 0 | 1169.5064 | 0 | 0 | 0 | 0 | 0 | 71.9632 | 0 | 0 | 1169.5064 | 0 | 0 | 0 | 0 | 0 | 0 | 0
2018-11-18 19:00 | 11 | 19 | 1 | 0 | 0 | 0 | 72.8049 | 72.8049 | 0 | 16.2515 | 9.7834 | 12.9006 | 12.9006 | 1183.186 | 0 | 0 | 1183.186 | 0 | 0 | 0 | 0 | 0 | 72.8049 | 0 | 0 | 1183.186 | 0 | 0 | 0 | 0 | 0 | 0 | 0
2018-11-18 20:00 | 11 | 20 | 1 | 0 | 0 | 0 | 73.8459 | 73.8459 | 0 | 16.2515 | 9.7834 | 12.9006 | 12.9006 | 1200.1039 | 0 | 0 | 1200.1039 | 0 | 0 | 0 | 0 | 0 | 73.8459 | 0 | 0 | 1200.1039 | 0 | 0 | 0 | 0 | 0 | 0 | 0
2018-11-18 21:00 | 11 | 21 | 1 | 0 | 0 | 0 | 64.4941 | 64.4941 | 0 | 16.2515 | 9.7834 | 12.9006 | 12.9006 | 1048.1228 | 0 | 0 | 1048.1228 | 0 | 0 | 0 | 0 | 0 | 64.4941 | 0 | 0 | 1048.1228 | 0 | 0 | 0 | 0 | 0 | 0 | 0
2018-11-18 22:00 | 11 | 22 | 1 | 0 | 0 | 0 | 61.4533 | 61.4533 | 0 | 16.2515 | 9.7834 | 12.9006 | 12.9006 | 998.7052 | 0 | 0 | 998.7052 | 0 | 0 | 0 | 0 | 0 | 61.4533 | 0 | 0 | 998.7052 | 0 | 0 | 0 | 0 | 0 | 0 | 0
2018-11-18 23:00 | 11 | 23 | 1 | 0 | 0 | 0 | 61.7888 | 61.7888 | 0 | 16.2515 | 9.7834 | 12.9006 | 12.9006 | 1004.1578 | 0 | 0 | 1004.1578 | 0 | 0 | 0 | 0 | 0 | 61.7888 | 0 | 0 | 1004.1578 | 0 | 0 | 0 | 0 | 0 | 0 | 0
2018-11-19 | 11 | 0 | 2 | 0 | 0 | 0 | 72.0426 | 72.0426 | 0 | 16.2515 | 9.7834 | 12.9006 | 12.9006 | 1170.7979 | 0 | 0 | 1170.7979 | 0 | 0 | 0 | 0 | 0 | 72.0426 | 0 | 0 | 1170.7979 | 0 | 0 | 0 | 0 | 0 | 0 | 0
2018-11-19 01:00 | 11 | 1 | 2 | 0 | 0 | 0 | 75.9396 | 75.9396 | 0 | 16.2515 | 9.7834 | 12.9006 | 12.9006 | 1234.1294 | 0 | 0 | 1234.1294 | 0 | 0 | 0 | 0 | 0 | 75.9396 | 0 | 0 | 1234.1294 | 0 | 0 | 0 | 0 | 0 | 0 | 0
2018-11-19 02:00 | 11 | 2 | 2 | 0 | 0 | 0 | 76.5026 | 76.5026 | 0 | 16.2515 | 9.7834 | 12.9006 | 12.9006 | 1243.2785 | 0 | 0 | 1243.2785 | 0 | 0 | 0 | 0 | 0 | 76.5026 | 0 | 0 | 1243.2785 | 0 | 0 | 0 | 0 | 0 | 0 | 0
2018-11-19 03:00 | 11 | 3 | 2 | 0 | 0 | 0 | 78.1736 | 78.1736 | 0 | 16.2515 | 9.7834 | 12.9006 | 12.9006 | 1270.4354 | 0 | 0 | 1270.4354 | 0 | 0 | 0 | 0 | 0 | 78.1736 | 0 | 0 | 1270.4354 | 0 | 0 | 0 | 0 | 0 | 0 | 0
2018-11-19 04:00 | 11 | 4 | 2 | 0 | 0 | 0 | 85.0444 | 85.0444 | 0 | 16.2515 | 9.7834 | 12.9006 | 12.9006 | 1382.0947 | 0 | 0 | 1382.0947 | 0 | 0 | 0 | 0 | 0 | 85.0444 | 0 | 0 | 1382.0947 | 0 | 0 | 0 | 0 | 0 | 0 | 0
2018-11-19 05:00 | 11 | 5 | 2 | 0 | 0 | 0 | 98.8113 | 98.8113 | 0 | 16.2515 | 9.7834 | 12.9006 | 12.9006 | 1605.8275 | 0 | 0 | 1605.8275 | 0 | 0 | 0 | 0 | 0 | 98.8113 | 0 | 0 | 1605.8275 | 0 | 0 | 0 | 0 | 0 | 0 | 0
2018-11-19 06:00 | 11 | 6 | 2 | 0 | 0 | 0 | 132.0748 | 132.0748 | 0 | 16.2515 | 9.7834 | 12.9006 | 12.9006 | 2146.4077 | 0 | 0 | 2146.4077 | 0 | 0 | 0 | 0 | 0 | 132.0748 | 0 | 0 | 2146.4077 | 0 | 0 | 0 | 0 | 0 | 0 | 0
2018-11-19 07:00 | 11 | 7 | 2 | 0 | 0 | 0 | 147.313 | 147.313 | 0 | 16.2515 | 9.7834 | 12.9006 | 12.9006 | 2394.0512 | 0 | 0 | 2394.0512 | 0 | 0 | 0 | 0 | 0 | 147.313 | 0 | 0 | 2394.0512 | 0 | 0 | 0 | 0 | 0 | 0 | 0
2018-11-19 08:00 | 11 | 8 | 2 | 0 | 0 | 0.19105 | 149.0795 | 149.0795 | 9.5524 | 16.2515 | 9.7834 | 12.9006 | 12.9006 | 2422.759 | 9.5524 | 0 | 2267.5194 | 155.2396 | 0 | 123.2309 | 0 | 0 | 139.5271 | 0 | 0 | 2267.5194 | 155.2396 | 0 | 123.2309 | 0 | 0 | 0.19105 | 0.076601
2018-11-19 09:00 | 11 | 9 | 2 | 0 | 0 | 0.38433 | 163.4578 | 163.4578 | 19.2163 | 16.2515 | 9.7834 | 12.9006 | 12.9006 | 2656.4272 | 19.2163 | 0 | 2344.1352 | 312.2921 | 0 | 247.9009 | 0 | 0 | 144.2415 | 0 | 0 | 2344.1352 | 312.2921 | 0 | 247.9009 | 0 | 0 | 0.38433 | 0.17272
2018-11-19 10:00 | 11 | 10 | 2 | 0 | 0 | 0.50548 | 172.0103 | 172.0103 | 25.2738 | 16.2515 | 9.7834 | 12.9006 | 12.9006 | 2795.4185 | 25.2738 | 0 | 2384.6817 | 410.7369 | 0 | 326.0475 | 0 | 0 | 146.7365 | 0 | 0 | 2384.6817 | 410.7369 | 0 | 326.0475 | 0 | 0 | 0.50548 | 0.21524
2018-11-19 11:00 | 11 | 11 | 2 | 0 | 1 | 0.57365 | 174.2563 | 174.2563 | 28.6824 | 16.2515 | 9.7834 | 12.9006 | 12.9006 | 2831.9183 | 28.6824 | 0 | 2365.7875 | 466.1308 | 0 | 370.0198 | 0 | 0 | 145.5739 | 0 | 0 | 2365.7875 | 466.1308 | 0 | 370.0198 | 0 | 0 | 0.57365 | 0.26344
2018-11-19 12:00 | 11 | 12 | 2 | 0 | 1 | 0.58513 | 169.895 | 169.895 | 29.2567 | 16.2515 | 9.7834 | 12.9006 | 12.9006 | 2761.0416 | 29.2567 | 0 | 2285.5768 | 475.4648 | 0 | 377.4293 | 0 | 0 | 140.6383 | 0 | 0 | 2285.5768 | 475.4648 | 0 | 377.4293 | 0 | 0 | 0.58513 | 0.25107
2018-11-19 13:00 | 11 | 13 | 2 | 0 | 1 | 0.54078 | 158.2186 | 158.2186 | 27.0388 | 16.2515 | 9.7834 | 12.9006 | 12.9006 | 2571.2829 | 27.0388 | 0 | 2131.863 | 439.4199 | 0 | 348.8164 | 0 | 0 | 131.1798 | 0 | 0 | 2131.863 | 439.4199 | 0 | 348.8164 | 0 | 0 | 0.54078 | 0.23155
2018-11-19 14:00 | 11 | 14 | 2 | 0 | 1 | 0.44964 | 143.69 | 143.69 | 22.482 | 16.2515 | 9.7834 | 12.9006 | 12.9006 | 2335.1721 | 22.482 | 0 | 1969.8077 | 365.3644 | 0 | 290.0304 | 0 | 0 | 121.2081 | 0 | 0 | 1969.8077 | 365.3644 | 0 | 290.0304 | 0 | 0 | 0.44964 | 0.19472
2018-11-19 15:00 | 11 | 15 | 2 | 0 | 1 | 0.30699 | 126.816 | 126.816 | 15.3495 | 16.2515 | 9.7834 | 12.9006 | 12.9006 | 2060.9441 | 15.3495 | 0 | 1811.4923 | 249.4517 | 0 | 198.0176 | 0 | 0 | 111.4665 | 0 | 0 | 1811.4923 | 249.4517 | 0 | 198.0176 | 0 | 0 | 0.30699 | 0.12704
2018-11-19 16:00 | 11 | 16 | 2 | 0 | 1 | 0.050154 | 111.1875 | 111.1875 | 2.5077 | 16.2515 | 9.7834 | 12.9006 | 12.9006 | 1806.9586 | 2.5077 | 0 | 1766.2048 | 40.7539 | 0 | 32.3509 | 0 | 0 | 108.6798 | 0 | 0 | 1766.2048 | 40.7539 | 0 | 32.3509 | 0 | 0 | 0.050154 | 0.038783
2018-11-19 17:00 | 11 | 17 | 2 | 0 | 1 | 0 | 110.0519 | 110.0519 | 0 | 16.2515 | 9.7834 | 12.9006 | 12.9006 | 1788.5037 | 0 | 0 | 1788.5037 | 0 | 0 | 0 | 0 | 0 | 110.0519 | 0 | 0 | 1788.5037 | 0 | 0 | 0 | 0 | 0 | 0 | 0
2018-11-19 18:00 | 11 | 18 | 2 | 0 | 1 | 0 | 103.2572 | 103.2572 | 0 | 16.2515 | 9.7834 | 12.9006 | 12.9006 | 1678.0796 | 0 | 0 | 1678.0796 | 0 | 0 | 0 | 0 | 0 | 103.2572 | 0 | 0 | 1678.0796 | 0 | 0 | 0 | 0 | 0 | 0 | 0
2018-11-19 19:00 | 11 | 19 | 2 | 0 | 0 | 0 | 95.5161 | 95.5161 | 0 | 16.2515 | 9.7834 | 12.9006 | 12.9006 | 1552.276 | 0 | 0 | 1552.276 | 0 | 0 | 0 | 0 | 0 | 95.5161 | 0 | 0 | 1552.276 | 0 | 0 | 0 | 0 | 0 | 0 | 0
2018-11-19 20:00 | 11 | 20 | 2 | 0 | 0 | 0 | 91.7154 | 91.7154 | 0 | 16.2515 | 9.7834 | 12.9006 | 12.9006 | 1490.5094 | 0 | 0 | 1490.5094 | 0 | 0 | 0 | 0 | 0 | 91.7154 | 0 | 0 | 1490.5094 | 0 | 0 | 0 | 0 | 0 | 0 | 0
2018-11-19 21:00 | 11 | 21 | 2 | 0 | 0 | 0 | 80.3352 | 80.3352 | 0 | 16.2515 | 9.7834 | 12.9006 | 12.9006 | 1305.5641 | 0 | 0 | 1305.5641 | 0 | 0 | 0 | 0 | 0 | 80.3352 | 0 | 0 | 1305.5641 | 0 | 0 | 0 | 0 | 0 | 0 | 0
2018-11-19 22:00 | 11 | 22 | 2 | 0 | 0 | 0 | 74.6303 | 74.6303 | 0 | 16.2515 | 9.7834 | 12.9006 | 12.9006 | 1212.8503 | 0 | 0 | 1212.8503 | 0 | 0 | 0 | 0 | 0 | 74.6303 | 0 | 0 | 1212.8503 | 0 | 0 | 0 | 0 | 0 | 0 | 0
2018-11-19 23:00 | 11 | 23 | 2 | 0 | 0 | 0 | 72.6896 | 72.6896 | 0 | 16.2515 | 9.7834 | 12.9006 | 12.9006 | 1181.3118 | 0 | 0 | 1181.3118 | 0 | 0 | 0 | 0 | 0 | 72.6896 | 0 | 0 | 1181.3118 | 0 | 0 | 0 | 0 | 0 | 0 | 0
2018-11-20 | 11 | 0 | 3 | 0 | 0 | 0 | 72.7464 | 72.7464 | 0 | 16.2515 | 9.7834 | 12.9006 | 12.9006 | 1182.2356 | 0 | 0 | 1182.2356 | 0 | 0 | 0 | 0 | 0 | 72.7464 | 0 | 0 | 1182.2356 | 0 | 0 | 0 | 0 | 0 | 0 | 0
2018-11-20 01:00 | 11 | 1 | 3 | 0 | 0 | 0 | 73.6584 | 73.6584 | 0 | 16.2515 | 9.7834 | 12.9006 | 12.9006 | 1197.0566 | 0 | 0 | 1197.0566 | 0 | 0 | 0 | 0 | 0 | 73.6584 | 0 | 0 | 1197.0566 | 0 | 0 | 0 | 0 | 0 | 0 | 0
2018-11-20 02:00 | 11 | 2 | 3 | 0 | 0 | 0 | 74.5793 | 74.5793 | 0 | 16.2515 | 9.7834 | 12.9006 | 12.9006 | 1212.0223 | 0 | 0 | 1212.0223 | 0 | 0 | 0 | 0 | 0 | 74.5793 | 0 | 0 | 1212.0223 | 0 | 0 | 0 | 0 | 0 | 0 | 0
2018-11-20 03:00 | 11 | 3 | 3 | 0 | 0 | 0 | 77.7003 | 77.7003 | 0 | 16.2515 | 9.7834 | 12.9006 | 12.9006 | 1262.743 | 0 | 0 | 1262.743 | 0 | 0 | 0 | 0 | 0 | 77.7003 | 0 | 0 | 1262.743 | 0 | 0 | 0 | 0 | 0 | 0 | 0
2018-11-20 04:00 | 11 | 4 | 3 | 0 | 0 | 0 | 86.0729 | 86.0729 | 0 | 16.2515 | 9.7834 | 12.9006 | 12.9006 | 1398.8095 | 0 | 0 | 1398.8095 | 0 | 0 | 0 | 0 | 0 | 86.0729 | 0 | 0 | 1398.8095 | 0 | 0 | 0 | 0 | 0 | 0 | 0
2018-11-20 05:00 | 11 | 5 | 3 | 0 | 0 | 0 | 100.2562 | 100.2562 | 0 | 16.2515 | 9.7834 | 12.9006 | 12.9006 | 1629.31 | 0 | 0 | 1629.31 | 0 | 0 | 0 | 0 | 0 | 100.2562 | 0 | 0 | 1629.31 | 0 | 0 | 0 | 0 | 0 | 0 | 0
2018-11-20 06:00 | 11 | 6 | 3 | 0 | 0 | 0 | 134.7183 | 134.7183 | 0 | 16.2515 | 9.7834 | 12.9006 | 12.9006 | 2189.3687 | 0 | 0 | 2189.3687 | 0 | 0 | 0 | 0 | 0 | 134.7183 | 0 | 0 | 2189.3687 | 0 | 0 | 0 | 0 | 0 | 0 | 0
2018-11-20 07:00 | 11 | 7 | 3 | 0 | 0 | 0 | 149.289 | 149.289 | 0 | 16.2515 | 9.7834 | 12.9006 | 12.9006 | 2426.1634 | 0 | 0 | 2426.1634 | 0 | 0 | 0 | 0 | 0 | 149.289 | 0 | 0 | 2426.1634 | 0 | 0 | 0 | 0 | 0 | 0 | 0
2018-11-20 08:00 | 11 | 8 | 3 | 0 | 0 | 0.024962 | 150.1697 | 150.1697 | 1.2481 | 16.2515 | 9.7834 | 12.9006 | 12.9006 | 2440.4759 | 1.2481 | 0 | 2420.1927 | 20.2832 | 0 | 16.101 | 0 | 0 | 148.9216 | 0 | 0 | 2420.1927 | 20.2832 | 0 | 16.101 | 0 | 0 | 0.024962 | 0.17862
2018-11-20 09:00 | 11 | 9 | 3 | 0 | 0 | 0.094385 | 163.713 | 163.713 | 4.7192 | 16.2515 | 9.7834 | 12.9006 | 12.9006 | 2660.5746 | 4.7192 | 0 | 2583.8802 | 76.6944 | 0 | 60.8808 | 0 | 0 | 158.9938 | 0 | 0 | 2583.8802 | 76.6944 | 0 | 60.8808 | 0 | 0 | 0.094385 | 0.38839
2018-11-20 10:00 | 11 | 10 | 3 | 0 | 0 | 0.10966 | 172.2256 | 172.2256 | 5.4832 | 16.2515 | 9.7834 | 12.9006 | 12.9006 | 2798.9172 | 5.4832 | 0 | 2709.8072 | 89.11 | 0 | 70.7365 | 0 | 0 | 166.7424 | 0 | 0 | 2709.8072 | 89.11 | 0 | 70.7365 | 0 | 0 | 0.10966 | 0.42592
2018-11-20 11:00 | 11 | 11 | 3 | 0 | 1 | 0.048668 | 174.3686 | 174.3686 | 2.4334 | 16.2515 | 9.7834 | 12.9006 | 12.9006 | 2833.7438 | 2.4334 | 0 | 2794.1975 | 39.5462 | 0 | 31.3922 | 0 | 0 | 171.9352 | 0 | 0 | 2794.1975 | 39.5462 | 0 | 31.3922 | 0 | 0 | 0.048668 | 0.52608
2018-11-20 12:00 | 11 | 12 | 3 | 0 | 1 | 0.049934 | 171.289 | 171.289 | 2.4967 | 16.2515 | 9.7834 | 12.9006 | 12.9006 | 2783.695 | 2.4967 | 0 | 2743.1197 | 40.5753 | 0 | 32.2091 | 0 | 0 | 168.7922 | 0 | 0 | 2743.1197 | 40.5753 | 0 | 32.2091 | 0 | 0 | 0.049934 | 0.62212
2018-11-20 13:00 | 11 | 13 | 3 | 0 | 1 | 0.0112 | 161.2649 | 161.2649 | 0.55999 | 16.2515 | 9.7834 | 12.9006 | 12.9006 | 2620.7895 | 0.55999 | 0 | 2611.6889 | 9.1007 | 0 | 7.2242 | 0 | 0 | 160.7049 | 0 | 0 | 2611.6889 | 9.1007 | 0 | 7.2242 | 0 | 0 | 0.0112 | 0.58446
2018-11-20 14:00 | 11 | 14 | 3 | 0 | 1 | 0.12397 | 147.796 | 147.796 | 6.1984 | 16.2515 | 9.7834 | 12.9006 | 12.9006 | 2401.9 | 6.1984 | 0 | 2301.1661 | 100.7338 | 0 | 79.9636 | 0 | 0 | 141.5975 | 0 | 0 | 2301.1661 | 100.7338 | 0 | 79.9636 | 0 | 0 | 0.12397 | 0.48266
2018-11-20 15:00 | 11 | 15 | 3 | 0 | 1 | 0.054026 | 129.4286 | 129.4286 | 2.7013 | 16.2515 | 9.7834 | 12.9006 | 12.9006 | 2103.4026 | 2.7013 | 0 | 2059.5023 | 43.9003 | 0 | 34.8486 | 0 | 0 | 126.7272 | 0 | 0 | 2059.5023 | 43.9003 | 0 | 34.8486 | 0 | 0 | 0.054026 | 0.31815
2018-11-20 16:00 | 11 | 16 | 3 | 0 | 1 | 0.0080327 | 111.1173 | 111.1173 | 0.40163 | 16.2515 | 9.7834 | 12.9006 | 12.9006 | 1805.8175 | 0.40163 | 0 | 1799.2903 | 6.5271 | 0 | 5.1813 | 0 | 0 | 110.7156 | 0 | 0 | 1799.2903 | 6.5271 | 0 | 5.1813 | 0 | 0 | 0.0080327 | 0.10056
2018-11-20 17:00 | 11 | 17 | 3 | 0 | 1 | 0 | 109.771 | 109.771 | 0 | 16.2515 | 9.7834 | 12.9006 | 12.9006 | 1783.9391 | 0 | 0 | 1783.9391 | 0 | 0 | 0 | 0 | 0 | 109.771 | 0 | 0 | 1783.9391 | 0 | 0 | 0 | 0 | 0 | 0 | 0
2018-11-20 18:00 | 11 | 18 | 3 | 0 | 1 | 0 | 103.9088 | 103.9088 | 0 | 16.2515 | 9.7834 | 12.9006 | 12.9006 | 1688.6699 | 0 | 0 | 1688.6699 | 0 | 0 | 0 | 0 | 0 | 103.9088 | 0 | 0 | 1688.6699 | 0 | 0 | 0 | 0 | 0 | 0 | 0
2018-11-20 19:00 | 11 | 19 | 3 | 0 | 0 | 0 | 97.0515 | 97.0515 | 0 | 16.2515 | 9.7834 | 12.9006 | 12.9006 | 1577.228 | 0 | 0 | 1577.228 | 0 | 0 | 0 | 0 | 0 | 97.0515 | 0 | 0 | 1577.228 | 0 | 0 | 0 | 0 | 0 | 0 | 0
2018-11-20 20:00 | 11 | 20 | 3 | 0 | 0 | 0 | 92.5792 | 92.5792 | 0 | 16.2515 | 9.7834 | 12.9006 | 12.9006 | 1504.5465 | 0 | 0 | 1504.5465 | 0 | 0 | 0 | 0 | 0 | 92.5792 | 0 | 0 | 1504.5465 | 0 | 0 | 0 | 0 | 0 | 0 | 0
2018-11-20 21:00 | 11 | 21 | 3 | 0 | 0 | 0 | 81.4397 | 81.4397 | 0 | 16.2515 | 9.7834 | 12.9006 | 12.9006 | 1323.5145 | 0 | 0 | 1323.5145 | 0 | 0 | 0 | 0 | 0 | 81.4397 | 0 | 0 | 1323.5145 | 0 | 0 | 0 | 0 | 0 | 0 | 0
2018-11-20 22:00 | 11 | 22 | 3 | 0 | 0 | 0 | 75.7966 | 75.7966 | 0 | 16.2515 | 9.7834 | 12.9006 | 12.9006 | 1231.805 | 0 | 0 | 1231.805 | 0 | 0 | 0 | 0 | 0 | 75.7966 | 0 | 0 | 1231.805 | 0 | 0 | 0 | 0 | 0 | 0 | 0
2018-11-20 23:00 | 11 | 23 | 3 | 0 | 0 | 0 | 73.9202 | 73.9202 | 0 | 16.2515 | 9.7834 | 12.9006 | 12.9006 | 1201.3107 | 0 | 0 | 1201.3107 | 0 | 0 | 0 | 0 | 0 | 73.9202 | 0 | 0 | 1201.3107 | 0 | 0 | 0 | 0 | 0 | 0 | 0
2018-11-21 | 11 | 0 | 4 | 0 | 0 | 0 | 74.6504 | 74.6504 | 0 | 16.2515 | 9.7834 | 12.9006 | 12.9006 | 1213.178 | 0 | 0 | 1213.178 | 0 | 0 | 0 | 0 | 0 | 74.6504 | 0 | 0 | 1213.178 | 0 | 0 | 0 | 0 | 0 | 0 | 0
2018-11-21 01:00 | 11 | 1 | 4 | 0 | 0 | 0 | 75.5526 | 75.5526 | 0 | 16.2515 | 9.7834 | 12.9006 | 12.9006 | 1227.8398 | 0 | 0 | 1227.8398 | 0 | 0 | 0 | 0 | 0 | 75.5526 | 0 | 0 | 1227.8398 | 0 | 0 | 0 | 0 | 0 | 0 | 0
2018-11-21 02:00 | 11 | 2 | 4 | 0 | 0 | 0 | 76.1953 | 76.1953 | 0 | 16.2515 | 9.7834 | 12.9006 | 12.9006 | 1238.2852 | 0 | 0 | 1238.2852 | 0 | 0 | 0 | 0 | 0 | 76.1953 | 0 | 0 | 1238.2852 | 0 | 0 | 0 | 0 | 0 | 0 | 0
2018-11-21 03:00 | 11 | 3 | 4 | 0 | 0 | 0 | 78.9996 | 78.9996 | 0 | 16.2515 | 9.7834 | 12.9006 | 12.9006 | 1283.8581 | 0 | 0 | 1283.8581 | 0 | 0 | 0 | 0 | 0 | 78.9996 | 0 | 0 | 1283.8581 | 0 | 0 | 0 | 0 | 0 | 0 | 0
2018-11-21 04:00 | 11 | 4 | 4 | 0 | 0 | 0 | 86.6491 | 86.6491 | 0 | 16.2515 | 9.7834 | 12.9006 | 12.9006 | 1408.1743 | 0 | 0 | 1408.1743 | 0 | 0 | 0 | 0 | 0 | 86.6491 | 0 | 0 | 1408.1743 | 0 | 0 | 0 | 0 | 0 | 0 | 0
2018-11-21 05:00 | 11 | 5 | 4 | 0 | 0 | 0 | 100.2206 | 100.2206 | 0 | 16.2515 | 9.7834 | 12.9006 | 12.9006 | 1628.7311 | 0 | 0 | 1628.7311 | 0 | 0 | 0 | 0 | 0 | 100.2206 | 0 | 0 | 1628.7311 | 0 | 0 | 0 | 0 | 0 | 0 | 0
2018-11-21 06:00 | 11 | 6 | 4 | 0 | 0 | 0 | 135.4648 | 135.4648 | 0 | 16.2515 | 9.7834 | 12.9006 | 12.9006 | 2201.5002 | 0 | 0 | 2201.5002 | 0 | 0 | 0 | 0 | 0 | 135.4648 | 0 | 0 | 2201.5002 | 0 | 0 | 0 | 0 | 0 | 0 | 0
2018-11-21 07:00 | 11 | 7 | 4 | 0 | 0 | 0 | 150.2184 | 150.2184 | 0 | 16.2515 | 9.7834 | 12.9006 | 12.9006 | 2441.2677 | 0 | 0 | 2441.2677 | 0 | 0 | 0 | 0 | 0 | 150.2184 | 0 | 0 | 2441.2677 | 0 | 0 | 0 | 0 | 0 | 0 | 0
2018-11-21 08:00 | 11 | 8 | 4 | 0 | 0 | 0.034929 | 150.8717 | 150.8717 | 1.7465 | 16.2515 | 9.7834 | 12.9006 | 12.9006 | 2451.8847 | 1.7465 | 0 | 2423.5024 | 28.3824 | 0 | 22.5302 | 0 | 0 | 149.1252 | 0 | 0 | 2423.5024 | 28.3824 | 0 | 22.5302 | 0 | 0 | 0.034929 | 0.1158
2018-11-21 09:00 | 11 | 9 | 4 | 0 | 0 | 0.03113 | 164.022 | 164.022 | 1.5565 | 16.2515 | 9.7834 | 12.9006 | 12.9006 | 2665.5969 | 1.5565 | 0 | 2640.3013 | 25.2956 | 0 | 20.0799 | 0 | 0 | 162.4655 | 0 | 0 | 2640.3013 | 25.2956 | 0 | 20.0799 | 0 | 0 | 0.03113 | 0.2704
2018-11-21 10:00 | 11 | 10 | 4 | 0 | 0 | 0.028731 | 172.1497 | 172.1497 | 1.4365 | 16.2515 | 9.7834 | 12.9006 | 12.9006 | 2797.6836 | 1.4365 | 0 | 2774.3377 | 23.3459 | 0 | 18.5323 | 0 | 0 | 170.7132 | 0 | 0 | 2774.3377 | 23.3459 | 0 | 18.5323 | 0 | 0 | 0.028731 | 0.39007
2018-11-21 11:00 | 11 | 11 | 4 | 0 | 1 | 0.032182 | 174.3901 | 174.3901 | 1.6091 | 16.2515 | 9.7834 | 12.9006 | 12.9006 | 2834.0933 | 1.6091 | 0 | 2807.9431 | 26.1501 | 0 | 20.7583 | 0 | 0 | 172.781 | 0 | 0 | 2807.9431 | 26.1501 | 0 | 20.7583 | 0 | 0 | 0.032182 | 0.31368
2018-11-21 12:00 | 11 | 12 | 4 | 0 | 1 | 0.024056 | 168.9351 | 168.9351 | 1.2028 | 16.2515 | 9.7834 | 12.9006 | 12.9006 | 2745.441 | 1.2028 | 0 | 2725.8942 | 19.5468 | 0 | 15.5165 | 0 | 0 | 167.7323 | 0 | 0 | 2725.8942 | 19.5468 | 0 | 15.5165 | 0 | 0 | 0.024056 | 0.24636
2018-11-21 13:00 | 11 | 13 | 4 | 0 | 1 | 0.029505 | 157.1498 | 157.1498 | 1.4753 | 16.2515 | 9.7834 | 12.9006 | 12.9006 | 2553.913 | 1.4753 | 0 | 2529.9379 | 23.9751 | 0 | 19.0317 | 0 | 0 | 155.6745 | 0 | 0 | 2529.9379 | 23.9751 | 0 | 19.0317 | 0 | 0 | 0.029505 | 0.15294
2018-11-21 14:00 | 11 | 14 | 4 | 0 | 1 | 0.039104 | 143.2715 | 143.2715 | 1.9552 | 16.2515 | 9.7834 | 12.9006 | 12.9006 | 2328.3708 | 1.9552 | 0 | 2296.5958 | 31.775 | 0 | 25.2234 | 0 | 0 | 141.3163 | 0 | 0 | 2296.5958 | 31.775 | 0 | 25.2234 | 0 | 0 | 0.039104 | 0.088596
2018-11-21 15:00 | 11 | 15 | 4 | 0 | 1 | 0.25511 | 127.0114 | 127.0114 | 12.7555 | 16.2515 | 9.7834 | 12.9006 | 12.9006 | 2064.1207 | 12.7555 | 0 | 1856.8253 | 207.2955 | 0 | 164.5535 | 0 | 0 | 114.2559 | 0 | 0 | 1856.8253 | 207.2955 | 0 | 164.5535 | 0 | 0 | 0.25511 | 0.050359
2018-11-21 16:00 | 11 | 16 | 4 | 0 | 1 | 0.092151 | 112.0271 | 112.0271 | 4.6076 | 16.2515 | 9.7834 | 12.9006 | 12.9006 | 1820.6037 | 4.6076 | 0 | 1745.7242 | 74.8795 | 0 | 59.4402 | 0 | 0 | 107.4196 | 0 | 0 | 1745.7242 | 74.8795 | 0 | 59.4402 | 0 | 0 | 0.092151 | 0.009079
2018-11-21 17:00 | 11 | 17 | 4 | 0 | 1 | 0 | 110.9886 | 110.9886 | 0 | 16.2515 | 9.7834 | 12.9006 | 12.9006 | 1803.727 | 0 | 0 | 1803.727 | 0 | 0 | 0 | 0 | 0 | 110.9886 | 0 | 0 | 1803.727 | 0 | 0 | 0 | 0 | 0 | 0 | 0
2018-11-21 18:00 | 11 | 18 | 4 | 0 | 1 | 0 | 104.7854 | 104.7854 | 0 | 16.2515 | 9.7834 | 12.9006 | 12.9006 | 1702.9161 | 0 | 0 | 1702.9161 | 0 | 0 | 0 | 0 | 0 | 104.7854 | 0 | 0 | 1702.9161 | 0 | 0 | 0 | 0 | 0 | 0 | 0
2018-11-21 19:00 | 11 | 19 | 4 | 0 | 0 | 0 | 97.9637 | 97.9637 | 0 | 16.2515 | 9.7834 | 12.9006 | 12.9006 | 1592.0535 | 0 | 0 | 1592.0535 | 0 | 0 | 0 | 0 | 0 | 97.9637 | 0 | 0 | 1592.0535 | 0 | 0 | 0 | 0 | 0 | 0 | 0
2018-11-21 20:00 | 11 | 20 | 4 | 0 | 0 | 0 | 94.2454 | 94.2454 | 0 | 16.2515 | 9.7834 | 12.9006 | 12.9006 | 1531.6249 | 0 | 0 | 1531.6249 | 0 | 0 | 0 | 0 | 0 | 94.2454 | 0 | 0 | 1531.6249 | 0 | 0 | 0 | 0 | 0 | 0 | 0
2018-11-21 21:00 | 11 | 21 | 4 | 0 | 0 | 0 | 82.203 | 82.203 | 0 | 16.2515 | 9.7834 | 12.9006 | 12.9006 | 1335.9183 | 0 | 0 | 1335.9183 | 0 | 0 | 0 | 0 | 0 | 82.203 | 0 | 0 | 1335.9183 | 0 | 0 | 0 | 0 | 0 | 0 | 0
2018-11-21 22:00 | 11 | 22 | 4 | 0 | 0 | 0 | 76.8111 | 76.8111 | 0 | 16.2515 | 9.7834 | 12.9006 | 12.9006 | 1248.2925 | 0 | 0 | 1248.2925 | 0 | 0 | 0 | 0 | 0 | 76.8111 | 0 | 0 | 1248.2925 | 0 | 0 | 0 | 0 | 0 | 0 | 0
2018-11-21 23:00 | 11 | 23 | 4 | 0 | 0 | 0 | 74.7455 | 74.7455 | 0 | 16.2515 | 9.7834 | 12.9006 | 12.9006 | 1214.724 | 0 | 0 | 1214.724 | 0 | 0 | 0 | 0 | 0 | 74.7455 | 0 | 0 | 1214.724 | 0 | 0 | 0 | 0 | 0 | 0 | 0
2018-11-22 | 11 | 0 | 5 | 0 | 0 | 0 | 75.2072 | 75.2072 | 0 | 16.2515 | 9.7834 | 12.9006 | 12.9006 | 1222.2259 | 0 | 0 | 1222.2259 | 0 | 0 | 0 | 0 | 0 | 75.2072 | 0 | 0 | 1222.2259 | 0 | 0 | 0 | 0 | 0 | 0 | 0
2018-11-22 01:00 | 11 | 1 | 5 | 0 | 0 | 0 | 76.1277 | 76.1277 | 0 | 16.2515 | 9.7834 | 12.9006 | 12.9006 | 1237.1858 | 0 | 0 | 1237.1858 | 0 | 0 | 0 | 0 | 0 | 76.1277 | 0 | 0 | 1237.1858 | 0 | 0 | 0 | 0 | 0 | 0 | 0
2018-11-22 02:00 | 11 | 2 | 5 | 0 | 0 | 0 | 76.2027 | 76.2027 | 0 | 16.2515 | 9.7834 | 12.9006 | 12.9006 | 1238.4046 | 0 | 0 | 1238.4046 | 0 | 0 | 0 | 0 | 0 | 76.2027 | 0 | 0 | 1238.4046 | 0 | 0 | 0 | 0 | 0 | 0 | 0
2018-11-22 03:00 | 11 | 3 | 5 | 0 | 0 | 0 | 79.7821 | 79.7821 | 0 | 16.2515 | 9.7834 | 12.9006 | 12.9006 | 1296.5747 | 0 | 0 | 1296.5747 | 0 | 0 | 0 | 0 | 0 | 79.7821 | 0 | 0 | 1296.5747 | 0 | 0 | 0 | 0 | 0 | 0 | 0
2018-11-22 04:00 | 11 | 4 | 5 | 0 | 0 | 0 | 88.3435 | 88.3435 | 0 | 16.2515 | 9.7834 | 12.9006 | 12.9006 | 1435.7101 | 0 | 0 | 1435.7101 | 0 | 0 | 0 | 0 | 0 | 88.3435 | 0 | 0 | 1435.7101 | 0 | 0 | 0 | 0 | 0 | 0 | 0
2018-11-22 05:00 | 11 | 5 | 5 | 0 | 0 | 0 | 101.7295 | 101.7295 | 0 | 16.2515 | 9.7834 | 12.9006 | 12.9006 | 1653.2522 | 0 | 0 | 1653.2522 | 0 | 0 | 0 | 0 | 0 | 101.7295 | 0 | 0 | 1653.2522 | 0 | 0 | 0 | 0 | 0 | 0 | 0
2018-11-22 06:00 | 11 | 6 | 5 | 0 | 0 | 0 | 137.4719 | 137.4719 | 0 | 16.2515 | 9.7834 | 12.9006 | 12.9006 | 2234.1188 | 0 | 0 | 2234.1188 | 0 | 0 | 0 | 0 | 0 | 137.4719 | 0 | 0 | 2234.1188 | 0 | 0 | 0 | 0 | 0 | 0 | 0
2018-11-22 07:00 | 11 | 7 | 5 | 0 | 0 | 0 | 151.7934 | 151.7934 | 0 | 16.2515 | 9.7834 | 12.9006 | 12.9006 | 2466.8646 | 0 | 0 | 2466.8646 | 0 | 0 | 0 | 0 | 0 | 151.7934 | 0 | 0 | 2466.8646 | 0 | 0 | 0 | 0 | 0 | 0 | 0
2018-11-22 08:00 | 11 | 8 | 5 | 0 | 0 | 0.1868 | 151.7001 | 151.7001 | 9.3399 | 16.2515 | 9.7834 | 12.9006 | 12.9006 | 2465.3474 | 9.3399 | 0 | 2313.5604 | 151.787 | 0 | 120.4902 | 0 | 0 | 142.3602 | 0 | 0 | 2313.5604 | 151.787 | 0 | 120.4902 | 0 | 0 | 0.1868 | 0.090909
2018-11-22 09:00 | 11 | 9 | 5 | 0 | 0 | 0.38156 | 164.3498 | 164.3498 | 19.0782 | 16.2515 | 9.7834 | 12.9006 | 12.9006 | 2670.9233 | 19.0782 | 0 | 2360.8748 | 310.0485 | 0 | 246.12 | 0 | 0 | 145.2716 | 0 | 0 | 2360.8748 | 310.0485 | 0 | 246.12 | 0 | 0 | 0.38156 | 0.2007
2018-11-22 10:00 | 11 | 10 | 5 | 0 | 0 | 0.51733 | 172.1588 | 172.1588 | 25.8666 | 16.2515 | 9.7834 | 12.9006 | 12.9006 | 2797.8312 | 25.8666 | 0 | 2377.4621 | 420.3691 | 0 | 333.6937 | 0 | 0 | 146.2922 | 0 | 0 | 2377.4621 | 420.3691 | 0 | 333.6937 | 0 | 0 | 0.51733 | 0.12943
2018-11-22 11:00 | 11 | 11 | 5 | 0 | 1 | 0.57349 | 174.4415 | 174.4415 | 28.6745 | 16.2515 | 9.7834 | 12.9006 | 12.9006 | 2834.9287 | 28.6745 | 0 | 2368.9272 | 466.0016 | 0 | 369.9173 | 0 | 0 | 145.7671 | 0 | 0 | 2368.9272 | 466.0016 | 0 | 369.9173 | 0 | 0 | 0.57349 | 0.29772
2018-11-22 12:00 | 11 | 12 | 5 | 0 | 1 | 0.61144 | 169.7762 | 169.7762 | 30.5722 | 16.2515 | 9.7834 | 12.9006 | 12.9006 | 2759.1102 | 30.5722 | 0 | 2262.2674 | 496.8428 | 0 | 394.3994 | 0 | 0 | 139.204 | 0 | 0 | 2262.2674 | 496.8428 | 0 | 394.3994 | 0 | 0 | 0.61144 | 0.32627
2018-11-22 13:00 | 11 | 13 | 5 | 0 | 1 | 0.57485 | 158.2656 | 158.2656 | 28.7423 | 16.2515 | 9.7834 | 12.9006 | 12.9006 | 2572.0465 | 28.7423 | 0 | 2104.9431 | 467.1034 | 0 | 370.7919 | 0 | 0 | 129.5234 | 0 | 0 | 2104.9431 | 467.1034 | 0 | 370.7919 | 0 | 0 | 0.57485 | 0.57844
2018-11-22 14:00 | 11 | 14 | 5 | 0 | 1 | 0.4826 | 144.5201 | 144.5201 | 24.1298 | 16.2515 | 9.7834 | 12.9006 | 12.9006 | 2348.6617 | 24.1298 | 0 | 1956.5173 | 392.1444 | 0 | 311.2886 | 0 | 0 | 120.3903 | 0 | 0 | 1956.5173 | 392.1444 | 0 | 311.2886 | 0 | 0 | 0.4826 | 0.43899
2018-11-22 15:00 | 11 | 15 | 5 | 0 | 1 | 0.32571 | 127.4074 | 127.4074 | 16.2855 | 16.2515 | 9.7834 | 12.9006 | 12.9006 | 2070.5551 | 16.2855 | 0 | 1805.8929 | 264.6623 | 0 | 210.0919 | 0 | 0 | 111.1219 | 0 | 0 | 1805.8929 | 264.6623 | 0 | 210.0919 | 0 | 0 | 0.32571 | 0.30051
2018-11-22 16:00 | 11 | 16 | 5 | 0 | 1 | 0.11327 | 111.8928 | 111.8928 | 5.6636 | 16.2515 | 9.7834 | 12.9006 | 12.9006 | 1818.4212 | 5.6636 | 0 | 1726.3787 | 92.0426 | 0 | 73.0644 | 0 | 0 | 106.2292 | 0 | 0 | 1726.3787 | 92.0426 | 0 | 73.0644 | 0 | 0 | 0.11327 | 0.09738
2018-11-22 17:00 | 11 | 17 | 5 | 0 | 1 | 0 | 111.6114 | 111.6114 | 0 | 16.2515 | 9.7834 | 12.9006 | 12.9006 | 1813.8474 | 0 | 0 | 1813.8474 | 0 | 0 | 0 | 0 | 0 | 111.6114 | 0 | 0 | 1813.8474 | 0 | 0 | 0 | 0 | 0 | 0 | 0
2018-11-22 18:00 | 11 | 18 | 5 | 0 | 1 | 0 | 105.3071 | 105.3071 | 0 | 16.2515 | 9.7834 | 12.9006 | 12.9006 | 1711.3937 | 0 | 0 | 1711.3937 | 0 | 0 | 0 | 0 | 0 | 105.3071 | 0 | 0 | 1711.3937 | 0 | 0 | 0 | 0 | 0 | 0 | 0
2018-11-22 19:00 | 11 | 19 | 5 | 0 | 0 | 0 | 98.3284 | 98.3284 | 0 | 16.2515 | 9.7834 | 12.9006 | 12.9006 | 1597.9793 | 0 | 0 | 1597.9793 | 0 | 0 | 0 | 0 | 0 | 98.3284 | 0 | 0 | 1597.9793 | 0 | 0 | 0 | 0 | 0 | 0 | 0
2018-11-22 20:00 | 11 | 20 | 5 | 0 | 0 | 0 | 94.1198 | 94.1198 | 0 | 16.2515 | 9.7834 | 12.9006 | 12.9006 | 1529.5846 | 0 | 0 | 1529.5846 | 0 | 0 | 0 | 0 | 0 | 94.1198 | 0 | 0 | 1529.5846 | 0 | 0 | 0 | 0 | 0 | 0 | 0
2018-11-22 21:00 | 11 | 21 | 5 | 0 | 0 | 0 | 81.878 | 81.878 | 0 | 16.2515 | 9.7834 | 12.9006 | 12.9006 | 1330.6366 | 0 | 0 | 1330.6366 | 0 | 0 | 0 | 0 | 0 | 81.878 | 0 | 0 | 1330.6366 | 0 | 0 | 0 | 0 | 0 | 0 | 0
2018-11-22 22:00 | 11 | 22 | 5 | 0 | 0 | 0 | 75.7959 | 75.7959 | 0 | 16.2515 | 9.7834 | 12.9006 | 12.9006 | 1231.7946 | 0 | 0 | 1231.7946 | 0 | 0 | 0 | 0 | 0 | 75.7959 | 0 | 0 | 1231.7946 | 0 | 0 | 0 | 0 | 0 | 0 | 0
2018-11-22 23:00 | 11 | 23 | 5 | 0 | 0 | 0 | 74.033 | 74.033 | 0 | 16.2515 | 9.7834 | 12.9006 | 12.9006 | 1203.1438 | 0 | 0 | 1203.1438 | 0 | 0 | 0 | 0 | 0 | 74.033 | 0 | 0 | 1203.1438 | 0 | 0 | 0 | 0 | 0 | 0 | 0
2018-11-23 | 11 | 0 | 6 | 0 | 0 | 0 | 74.6516 | 74.6516 | 0 | 16.2515 | 9.7834 | 12.9006 | 12.9006 | 1213.1968 | 0 | 0 | 1213.1968 | 0 | 0 | 0 | 0 | 0 | 74.6516 | 0 | 0 | 1213.1968 | 0 | 0 | 0 | 0 | 0 | 0 | 0
2018-11-23 01:00 | 11 | 1 | 6 | 0 | 0 | 0 | 75.5746 | 75.5746 | 0 | 16.2515 | 9.7834 | 12.9006 | 12.9006 | 1228.1969 | 0 | 0 | 1228.1969 | 0 | 0 | 0 | 0 | 0 | 75.5746 | 0 | 0 | 1228.1969 | 0 | 0 | 0 | 0 | 0 | 0 | 0
2018-11-23 02:00 | 11 | 2 | 6 | 0 | 0 | 0 | 76.3162 | 76.3162 | 0 | 16.2515 | 9.7834 | 12.9006 | 12.9006 | 1240.2501 | 0 | 0 | 1240.2501 | 0 | 0 | 0 | 0 | 0 | 76.3162 | 0 | 0 | 1240.2501 | 0 | 0 | 0 | 0 | 0 | 0 | 0
2018-11-23 03:00 | 11 | 3 | 6 | 0 | 0 | 0 | 79.6482 | 79.6482 | 0 | 16.2515 | 9.7834 | 12.9006 | 12.9006 | 1294.3991 | 0 | 0 | 1294.3991 | 0 | 0 | 0 | 0 | 0 | 79.6482 | 0 | 0 | 1294.3991 | 0 | 0 | 0 | 0 | 0 | 0 | 0
2018-11-23 04:00 | 11 | 4 | 6 | 0 | 0 | 0 | 87.3197 | 87.3197 | 0 | 16.2515 | 9.7834 | 12.9006 | 12.9006 | 1419.072 | 0 | 0 | 1419.072 | 0 | 0 | 0 | 0 | 0 | 87.3197 | 0 | 0 | 1419.072 | 0 | 0 | 0 | 0 | 0 | 0 | 0
2018-11-23 05:00 | 11 | 5 | 6 | 0 | 0 | 0 | 100.1852 | 100.1852 | 0 | 16.2515 | 9.7834 | 12.9006 | 12.9006 | 1628.1547 | 0 | 0 | 1628.1547 | 0 | 0 | 0 | 0 | 0 | 100.1852 | 0 | 0 | 1628.1547 | 0 | 0 | 0 | 0 | 0 | 0 | 0
2018-11-23 06:00 | 11 | 6 | 6 | 0 | 0 | 0 | 134.0677 | 134.0677 | 0 | 16.2515 | 9.7834 | 12.9006 | 12.9006 | 2178.796 | 0 | 0 | 2178.796 | 0 | 0 | 0 | 0 | 0 | 134.0677 | 0 | 0 | 2178.796 | 0 | 0 | 0 | 0 | 0 | 0 | 0
2018-11-23 07:00 | 11 | 7 | 6 | 0 | 0 | 0 | 149.5055 | 149.5055 | 0 | 16.2515 | 9.7834 | 12.9006 | 12.9006 | 2429.6818 | 0 | 0 | 2429.6818 | 0 | 0 | 0 | 0 | 0 | 149.5055 | 0 | 0 | 2429.6818 | 0 | 0 | 0 | 0 | 0 | 0 | 0
2018-11-23 08:00 | 11 | 8 | 6 | 0 | 0 | 0.17604 | 149.3196 | 149.3196 | 8.802 | 16.2515 | 9.7834 | 12.9006 | 12.9006 | 2426.6611 | 8.802 | 0 | 2283.6158 | 143.0453 | 0 | 113.551 | 0 | 0 | 140.5176 | 0 | 0 | 2283.6158 | 143.0453 | 0 | 113.551 | 0 | 0 | 0.17604 | 0.029766
2018-11-23 09:00 | 11 | 9 | 6 | 0 | 0 | 0.36819 | 163.4517 | 163.4517 | 18.4096 | 16.2515 | 9.7834 | 12.9006 | 12.9006 | 2656.3282 | 18.4096 | 0 | 2357.1446 | 299.1836 | 0 | 237.4953 | 0 | 0 | 145.0421 | 0 | 0 | 2357.1446 | 299.1836 | 0 | 237.4953 | 0 | 0 | 0.36819 | 0.050615
2018-11-23 10:00 | 11 | 10 | 6 | 0 | 0 | 0.48924 | 172.1264 | 172.1264 | 24.462 | 16.2515 | 9.7834 | 12.9006 | 12.9006 | 2797.3043 | 24.462 | 0 | 2399.7604 | 397.5439 | 0 | 315.5748 | 0 | 0 | 147.6643 | 0 | 0 | 2399.7604 | 397.5439 | 0 | 315.5748 | 0 | 0 | 0.48924 | 0.071761
2018-11-23 11:00 | 11 | 11 | 6 | 0 | 1 | 0.55713 | 174.2867 | 174.2867 | 27.8566 | 16.2515 | 9.7834 | 12.9006 | 12.9006 | 2832.4121 | 27.8566 | 0 | 2379.7009 | 452.7111 | 0 | 359.3672 | 0 | 0 | 146.43 | 0 | 0 | 2379.7009 | 452.7111 | 0 | 359.3672 | 0 | 0 | 0.55713 | 0.1172
2018-11-23 12:00 | 11 | 12 | 6 | 0 | 1 | 0.57442 | 169.5897 | 169.5897 | 28.7212 | 16.2515 | 9.7834 | 12.9006 | 12.9006 | 2756.0797 | 28.7212 | 0 | 2289.3176 | 466.7621 | 0 | 370.521 | 0 | 0 | 140.8685 | 0 | 0 | 2289.3176 | 466.7621 | 0 | 370.521 | 0 | 0 | 0.57442 | 0.19923
2018-11-23 13:00 | 11 | 13 | 6 | 0 | 1 | 0.53934 | 158.68 | 158.68 | 26.9669 | 16.2515 | 9.7834 | 12.9006 | 12.9006 | 2578.7804 | 26.9669 | 0 | 2140.529 | 438.2514 | 0 | 347.8889 | 0 | 0 | 131.7131 | 0 | 0 | 2140.529 | 438.2514 | 0 | 347.8889 | 0 | 0 | 0.53934 | 0.36762
2018-11-23 14:00 | 11 | 14 | 6 | 0 | 1 | 0.44969 | 145.0738 | 145.0738 | 22.4847 | 16.2515 | 9.7834 | 12.9006 | 12.9006 | 2357.6612 | 22.4847 | 0 | 1992.2521 | 365.4091 | 0 | 290.0659 | 0 | 0 | 122.5891 | 0 | 0 | 1992.2521 | 365.4091 | 0 | 290.0659 | 0 | 0 | 0.44969 | 0.34022
2018-11-23 15:00 | 11 | 15 | 6 | 0 | 1 | 0.30614 | 128.42 | 128.42 | 15.3071 | 16.2515 | 9.7834 | 12.9006 | 12.9006 | 2087.0115 | 15.3071 | 0 | 1838.2497 | 248.7619 | 0 | 197.4699 | 0 | 0 | 113.1129 | 0 | 0 | 1838.2497 | 248.7619 | 0 | 197.4699 | 0 | 0 | 0.30614 | 0.2331
2018-11-23 16:00 | 11 | 16 | 6 | 0 | 1 | 0.10191 | 112.821 | 112.821 | 5.0953 | 16.2515 | 9.7834 | 12.9006 | 12.9006 | 1833.5062 | 5.0953 | 0 | 1750.7001 | 82.806 | 0 | 65.7324 | 0 | 0 | 107.7257 | 0 | 0 | 1750.7001 | 82.806 | 0 | 65.7324 | 0 | 0 | 0.10191 | 0.068791
2018-11-23 17:00 | 11 | 17 | 6 | 0 | 1 | 0 | 111.6267 | 111.6267 | 0 | 16.2515 | 9.7834 | 12.9006 | 12.9006 | 1814.0967 | 0 | 0 | 1814.0967 | 0 | 0 | 0 | 0 | 0 | 111.6267 | 0 | 0 | 1814.0967 | 0 | 0 | 0 | 0 | 0 | 0 | 0
2018-11-23 18:00 | 11 | 18 | 6 | 0 | 1 | 0 | 105.283 | 105.283 | 0 | 16.2515 | 9.7834 | 12.9006 | 12.9006 | 1711.0018 | 0 | 0 | 1711.0018 | 0 | 0 | 0 | 0 | 0 | 105.283 | 0 | 0 | 1711.0018 | 0 | 0 | 0 | 0 | 0 | 0 | 0
2018-11-23 19:00 | 11 | 19 | 6 | 0 | 0 | 0 | 97.9244 | 97.9244 | 0 | 16.2515 | 9.7834 | 12.9006 | 12.9006 | 1591.4147 | 0 | 0 | 1591.4147 | 0 | 0 | 0 | 0 | 0 | 97.9244 | 0 | 0 | 1591.4147 | 0 | 0 | 0 | 0 | 0 | 0 | 0
2018-11-23 20:00 | 11 | 20 | 6 | 0 | 0 | 0 | 93.6722 | 93.6722 | 0 | 16.2515 | 9.7834 | 12.9006 | 12.9006 | 1522.3096 | 0 | 0 | 1522.3096 | 0 | 0 | 0 | 0 | 0 | 93.6722 | 0 | 0 | 1522.3096 | 0 | 0 | 0 | 0 | 0 | 0 | 0
2018-11-23 21:00 | 11 | 21 | 6 | 0 | 0 | 0 | 82.0943 | 82.0943 | 0 | 16.2515 | 9.7834 | 12.9006 | 12.9006 | 1334.1516 | 0 | 0 | 1334.1516 | 0 | 0 | 0 | 0 | 0 | 82.0943 | 0 | 0 | 1334.1516 | 0 | 0 | 0 | 0 | 0 | 0 | 0
2018-11-23 22:00 | 11 | 22 | 6 | 0 | 0 | 0 | 76.5679 | 76.5679 | 0 | 16.2515 | 9.7834 | 12.9006 | 12.9006 | 1244.3407 | 0 | 0 | 1244.3407 | 0 | 0 | 0 | 0 | 0 | 76.5679 | 0 | 0 | 1244.3407 | 0 | 0 | 0 | 0 | 0 | 0 | 0
2018-11-23 23:00 | 11 | 23 | 6 | 0 | 0 | 0 | 74.5737 | 74.5737 | 0 | 16.2515 | 9.7834 | 12.9006 | 12.9006 | 1211.9313 | 0 | 0 | 1211.9313 | 0 | 0 | 0 | 0 | 0 | 74.5737 | 0 | 0 | 1211.9313 | 0 | 0 | 0 | 0 | 0 | 0 | 0
2018-11-24 | 11 | 0 | 7 | 0 | 0 | 0 | 67.9274 | 67.9274 | 0 | 16.2515 | 9.7834 | 12.9006 | 12.9006 | 1103.9199 | 0 | 0 | 1103.9199 | 0 | 0 | 0 | 0 | 0 | 67.9274 | 0 | 0 | 1103.9199 | 0 | 0 | 0 | 0 | 0 | 0 | 0
2018-11-24 01:00 | 11 | 1 | 7 | 0 | 0 | 0 | 64.3191 | 64.3191 | 0 | 16.2515 | 9.7834 | 12.9006 | 12.9006 | 1045.2795 | 0 | 0 | 1045.2795 | 0 | 0 | 0 | 0 | 0 | 64.3191 | 0 | 0 | 1045.2795 | 0 | 0 | 0 | 0 | 0 | 0 | 0
2018-11-24 02:00 | 11 | 2 | 7 | 0 | 0 | 0 | 63.1333 | 63.1333 | 0 | 16.2515 | 9.7834 | 12.9006 | 12.9006 | 1026.0075 | 0 | 0 | 1026.0075 | 0 | 0 | 0 | 0 | 0 | 63.1333 | 0 | 0 | 1026.0075 | 0 | 0 | 0 | 0 | 0 | 0 | 0
2018-11-24 03:00 | 11 | 3 | 7 | 0 | 0 | 0 | 62.3031 | 62.3031 | 0 | 16.2515 | 9.7834 | 12.9006 | 12.9006 | 1012.5154 | 0 | 0 | 1012.5154 | 0 | 0 | 0 | 0 | 0 | 62.3031 | 0 | 0 | 1012.5154 | 0 | 0 | 0 | 0 | 0 | 0 | 0
2018-11-24 04:00 | 11 | 4 | 7 | 0 | 0 | 0 | 61.6227 | 61.6227 | 0 | 16.2515 | 9.7834 | 12.9006 | 12.9006 | 1001.4582 | 0 | 0 | 1001.4582 | 0 | 0 | 0 | 0 | 0 | 61.6227 | 0 | 0 | 1001.4582 | 0 | 0 | 0 | 0 | 0 | 0 | 0
2018-11-24 05:00 | 11 | 5 | 7 | 0 | 0 | 0 | 61.5102 | 61.5102 | 0 | 16.2515 | 9.7834 | 12.9006 | 12.9006 | 999.6305 | 0 | 0 | 999.6305 | 0 | 0 | 0 | 0 | 0 | 61.5102 | 0 | 0 | 999.6305 | 0 | 0 | 0 | 0 | 0 | 0 | 0
2018-11-24 06:00 | 11 | 6 | 7 | 0 | 0 | 0 | 79.0327 | 79.0327 | 0 | 16.2515 | 9.7834 | 12.9006 | 12.9006 | 1284.3971 | 0 | 0 | 1284.3971 | 0 | 0 | 0 | 0 | 0 | 79.0327 | 0 | 0 | 1284.3971 | 0 | 0 | 0 | 0 | 0 | 0 | 0
2018-11-24 07:00 | 11 | 7 | 7 | 0 | 0 | 0 | 74.4061 | 74.4061 | 0 | 16.2515 | 9.7834 | 12.9006 | 12.9006 | 1209.2072 | 0 | 0 | 1209.2072 | 0 | 0 | 0 | 0 | 0 | 74.4061 | 0 | 0 | 1209.2072 | 0 | 0 | 0 | 0 | 0 | 0 | 0
2018-11-24 08:00 | 11 | 8 | 7 | 0 | 0 | 0.10236 | 54.2833 | 54.2833 | 5.1178 | 16.2515 | 9.7834 | 12.9006 | 12.9006 | 882.1823 | 5.1178 | 0 | 799.0098 | 83.1725 | 0 | 66.0233 | 0 | 0 | 49.1654 | 0 | 0 | 799.0098 | 83.1725 | 0 | 66.0233 | 0 | 0 | 0.10236 | 0.16554
2018-11-24 09:00 | 11 | 9 | 7 | 0 | 0 | 0.21635 | 52.7185 | 52.7185 | 10.8174 | 16.2515 | 9.7834 | 12.9006 | 12.9006 | 856.7519 | 10.8174 | 0 | 680.9534 | 175.7985 | 0 | 139.5508 | 0 | 0 | 41.9011 | 0 | 0 | 680.9534 | 175.7985 | 0 | 139.5508 | 0 | 0 | 0.21635 | 0.2711
2018-11-24 10:00 | 11 | 10 | 7 | 0 | 0 | 0.29721 | 51.5577 | 51.5577 | 14.8605 | 16.2515 | 9.7834 | 12.9006 | 12.9006 | 837.8875 | 14.8605 | 0 | 596.3819 | 241.5056 | 0 | 191.7098 | 0 | 0 | 36.6971 | 0 | 0 | 596.3819 | 241.5056 | 0 | 191.7098 | 0 | 0 | 0.29721 | 0.27017
2018-11-24 11:00 | 11 | 11 | 7 | 0 | 1 | 0.29435 | 52.8705 | 52.8705 | 14.7175 | 16.2515 | 9.7834 | 12.9006 | 12.9006 | 859.2228 | 14.7175 | 0 | 620.0412 | 239.1816 | 0 | 189.865 | 0 | 0 | 38.153 | 0 | 0 | 620.0412 | 239.1816 | 0 | 189.865 | 0 | 0 | 0.29435 | 0.52537
2018-11-24 12:00 | 11 | 12 | 7 | 0 | 1 | 0.36279 | 53.2998 | 53.2998 | 18.1393 | 16.2515 | 9.7834 | 12.9006 | 12.9006 | 866.1989 | 18.1393 | 0 | 571.4097 | 294.7892 | 0 | 234.007 | 0 | 0 | 35.1605 | 0 | 0 | 571.4097 | 294.7892 | 0 | 234.007 | 0 | 0 | 0.36279 | 0.59935
2018-11-24 13:00 | 11 | 13 | 7 | 0 | 1 | 0.30921 | 52.21 | 52.21 | 15.4607 | 16.2515 | 9.7834 | 12.9006 | 12.9006 | 848.4889 | 15.4607 | 0 | 597.23 | 251.2589 | 0 | 199.4521 | 0 | 0 | 36.7493 | 0 | 0 | 597.23 | 251.2589 | 0 | 199.4521 | 0 | 0 | 0.30921 | 0.48889
2018-11-24 14:00 | 11 | 14 | 7 | 0 | 1 | 0.1739 | 53.1396 | 53.1396 | 8.695 | 16.2515 | 9.7834 | 12.9006 | 12.9006 | 863.5951 | 8.695 | 0 | 722.2887 | 141.3064 | 0 | 112.1706 | 0 | 0 | 44.4446 | 0 | 0 | 722.2887 | 141.3064 | 0 | 112.1706 | 0 | 0 | 0.1739 | 0.49968
2018-11-24 15:00 | 11 | 15 | 7 | 0 | 1 | 0.075037 | 53.5472 | 53.5472 | 3.7518 | 16.2515 | 9.7834 | 12.9006 | 12.9006 | 870.2194 | 3.7518 | 0 | 809.2464 | 60.9729 | 0 | 48.401 | 0 | 0 | 49.7953 | 0 | 0 | 809.2464 | 60.9729 | 0 | 48.401 | 0 | 0 | 0.075037 | 0.32781
2018-11-24 16:00 | 11 | 16 | 7 | 0 | 1 | 0.0093783 | 53.5937 | 53.5937 | 0.46892 | 16.2515 | 9.7834 | 12.9006 | 12.9006 | 870.9759 | 0.46892 | 0 | 863.3553 | 7.6206 | 0 | 6.0493 | 0 | 0 | 53.1248 | 0 | 0 | 863.3553 | 7.6206 | 0 | 6.0493 | 0 | 0 | 0.0093783 | 0.096183
2018-11-24 17:00 | 11 | 17 | 7 | 0 | 1 | 0 | 71.5869 | 71.5869 | 0 | 16.2515 | 9.7834 | 12.9006 | 12.9006 | 1163.3909 | 0 | 0 | 1163.3909 | 0 | 0 | 0 | 0 | 0 | 71.5869 | 0 | 0 | 1163.3909 | 0 | 0 | 0 | 0 | 0 | 0 | 0
2018-11-24 18:00 | 11 | 18 | 7 | 0 | 1 | 0 | 78.7999 | 78.7999 | 0 | 16.2515 | 9.7834 | 12.9006 | 12.9006 | 1280.6135 | 0 | 0 | 1280.6135 | 0 | 0 | 0 | 0 | 0 | 78.7999 | 0 | 0 | 1280.6135 | 0 | 0 | 0 | 0 | 0 | 0 | 0
2018-11-24 19:00 | 11 | 19 | 7 | 0 | 0 | 0 | 80.731 | 80.731 | 0 | 16.2515 | 9.7834 | 12.9006 | 12.9006 | 1311.9971 | 0 | 0 | 1311.9971 | 0 | 0 | 0 | 0 | 0 | 80.731 | 0 | 0 | 1311.9971 | 0 | 0 | 0 | 0 | 0 | 0 | 0
2018-11-24 20:00 | 11 | 20 | 7 | 0 | 0 | 0 | 84.6462 | 84.6462 | 0 | 16.2515 | 9.7834 | 12.9006 | 12.9006 | 1375.6239 | 0 | 0 | 1375.6239 | 0 | 0 | 0 | 0 | 0 | 84.6462 | 0 | 0 | 1375.6239 | 0 | 0 | 0 | 0 | 0 | 0 | 0
2018-11-24 21:00 | 11 | 21 | 7 | 0 | 0 | 0 | 75.9376 | 75.9376 | 0 | 16.2515 | 9.7834 | 12.9006 | 12.9006 | 1234.0968 | 0 | 0 | 1234.0968 | 0 | 0 | 0 | 0 | 0 | 75.9376 | 0 | 0 | 1234.0968 | 0 | 0 | 0 | 0 | 0 | 0 | 0
2018-11-24 22:00 | 11 | 22 | 7 | 0 | 0 | 0 | 73.3023 | 73.3023 | 0 | 16.2515 | 9.7834 | 12.9006 | 12.9006 | 1191.2697 | 0 | 0 | 1191.2697 | 0 | 0 | 0 | 0 | 0 | 73.3023 | 0 | 0 | 1191.2697 | 0 | 0 | 0 | 0 | 0 | 0 | 0
2018-11-24 23:00 | 11 | 23 | 7 | 0 | 0 | 0 | 72.4992 | 72.4992 | 0 | 16.2515 | 9.7834 | 12.9006 | 12.9006 | 1178.2178 | 0 | 0 | 1178.2178 | 0 | 0 | 0 | 0 | 0 | 72.4992 | 0 | 0 | 1178.2178 | 0 | 0 | 0 | 0 | 0 | 0 | 0
2018-11-25 | 11 | 0 | 1 | 0 | 0 | 0 | 65.0811 | 65.0811 | 0 | 16.2515 | 9.7834 | 12.9006 | 12.9006 | 1057.6634 | 0 | 0 | 1057.6634 | 0 | 0 | 0 | 0 | 0 | 65.0811 | 0 | 0 | 1057.6634 | 0 | 0 | 0 | 0 | 0 | 0 | 0
2018-11-25 01:00 | 11 | 1 | 1 | 0 | 0 | 0 | 62.0489 | 62.0489 | 0 | 16.2515 | 9.7834 | 12.9006 | 12.9006 | 1008.385 | 0 | 0 | 1008.385 | 0 | 0 | 0 | 0 | 0 | 62.0489 | 0 | 0 | 1008.385 | 0 | 0 | 0 | 0 | 0 | 0 | 0
2018-11-25 02:00 | 11 | 2 | 1 | 0 | 0 | 0 | 62.4586 | 62.4586 | 0 | 16.2515 | 9.7834 | 12.9006 | 12.9006 | 1015.0426 | 0 | 0 | 1015.0426 | 0 | 0 | 0 | 0 | 0 | 62.4586 | 0 | 0 | 1015.0426 | 0 | 0 | 0 | 0 | 0 | 0 | 0
2018-11-25 03:00 | 11 | 3 | 1 | 0 | 0 | 0 | 61.5281 | 61.5281 | 0 | 16.2515 | 9.7834 | 12.9006 | 12.9006 | 999.9216 | 0 | 0 | 999.9216 | 0 | 0 | 0 | 0 | 0 | 61.5281 | 0 | 0 | 999.9216 | 0 | 0 | 0 | 0 | 0 | 0 | 0
2018-11-25 04:00 | 11 | 4 | 1 | 0 | 0 | 0 | 61.339 | 61.339 | 0 | 16.2515 | 9.7834 | 12.9006 | 12.9006 | 996.8484 | 0 | 0 | 996.8484 | 0 | 0 | 0 | 0 | 0 | 61.339 | 0 | 0 | 996.8484 | 0 | 0 | 0 | 0 | 0 | 0 | 0
2018-11-25 05:00 | 11 | 5 | 1 | 0 | 0 | 0 | 62.1077 | 62.1077 | 0 | 16.2515 | 9.7834 | 12.9006 | 12.9006 | 1009.3402 | 0 | 0 | 1009.3402 | 0 | 0 | 0 | 0 | 0 | 62.1077 | 0 | 0 | 1009.3402 | 0 | 0 | 0 | 0 | 0 | 0 | 0
2018-11-25 06:00 | 11 | 6 | 1 | 0 | 0 | 0 | 79.3289 | 79.3289 | 0 | 16.2515 | 9.7834 | 12.9006 | 12.9006 | 1289.2096 | 0 | 0 | 1289.2096 | 0 | 0 | 0 | 0 | 0 | 79.3289 | 0 | 0 | 1289.2096 | 0 | 0 | 0 | 0 | 0 | 0 | 0
2018-11-25 07:00 | 11 | 7 | 1 | 0 | 0 | 0 | 71.1547 | 71.1547 | 0 | 16.2515 | 9.7834 | 12.9006 | 12.9006 | 1156.3667 | 0 | 0 | 1156.3667 | 0 | 0 | 0 | 0 | 0 | 71.1547 | 0 | 0 | 1156.3667 | 0 | 0 | 0 | 0 | 0 | 0 | 0
2018-11-25 08:00 | 11 | 8 | 1 | 0 | 0 | 0.0018449 | 52.0218 | 52.0218 | 0.092245 | 16.2515 | 9.7834 | 12.9006 | 12.9006 | 845.4302 | 0.092245 | 0 | 843.9311 | 1.4991 | 0 | 1.19 | 0 | 0 | 51.9296 | 0 | 0 | 843.9311 | 1.4991 | 0 | 1.19 | 0 | 0 | 0.0018449 | 0.15942
2018-11-25 09:00 | 11 | 9 | 1 | 0 | 0 | 0.0034306 | 50.4623 | 50.4623 | 0.17153 | 16.2515 | 9.7834 | 12.9006 | 12.9006 | 820.0852 | 0.17153 | 0 | 817.2976 | 2.7876 | 0 | 2.2128 | 0 | 0 | 50.2907 | 0 | 0 | 817.2976 | 2.7876 | 0 | 2.2128 | 0 | 0 | 0.0034306 | 0.37434
2018-11-25 10:00 | 11 | 10 | 1 | 0 | 0 | 0.02257 | 49.2147 | 49.2147 | 1.1285 | 16.2515 | 9.7834 | 12.9006 | 12.9006 | 799.8105 | 1.1285 | 0 | 781.4704 | 18.3401 | 0 | 14.5586 | 0 | 0 | 48.0862 | 0 | 0 | 781.4704 | 18.3401 | 0 | 14.5586 | 0 | 0 | 0.02257 | 0.33043
2018-11-25 11:00 | 11 | 11 | 1 | 0 | 1 | 0.086164 | 49.3169 | 49.3169 | 4.3082 | 16.2515 | 9.7834 | 12.9006 | 12.9006 | 801.472 | 4.3082 | 0 | 731.4575 | 70.0145 | 0 | 55.5783 | 0 | 0 | 45.0087 | 0 | 0 | 731.4575 | 70.0145 | 0 | 55.5783 | 0 | 0 | 0.086164 | 0.50577
2018-11-25 12:00 | 11 | 12 | 1 | 0 | 1 | 0.018771 | 48.5663 | 48.5663 | 0.93857 | 16.2515 | 9.7834 | 12.9006 | 12.9006 | 789.2727 | 0.93857 | 0 | 774.0196 | 15.2531 | 0 | 12.1081 | 0 | 0 | 47.6277 | 0 | 0 | 774.0196 | 15.2531 | 0 | 12.1081 | 0 | 0 | 0.018771 | 0.27853
2018-11-25 13:00 | 11 | 13 | 1 | 0 | 1 | 0.017416 | 47.8669 | 47.8669 | 0.8708 | 16.2515 | 9.7834 | 12.9006 | 12.9006 | 777.9075 | 0.8708 | 0 | 763.7558 | 14.1518 | 0 | 11.2338 | 0 | 0 | 46.9961 | 0 | 0 | 763.7558 | 14.1518 | 0 | 11.2338 | 0 | 0 | 0.017416 | 0.31929
2018-11-25 14:00 | 11 | 14 | 1 | 0 | 1 | 0.012561 | 47.9379 | 47.9379 | 0.62806 | 16.2515 | 9.7834 | 12.9006 | 12.9006 | 779.0606 | 0.62806 | 0 | 768.8536 | 10.207 | 0 | 8.1024 | 0 | 0 | 47.3098 | 0 | 0 | 768.8536 | 10.207 | 0 | 8.1024 | 0 | 0 | 0.012561 | 0.15748
2018-11-25 15:00 | 11 | 15 | 1 | 0 | 1 | 0.0069152 | 48.0987 | 48.0987 | 0.34576 | 16.2515 | 9.7834 | 12.9006 | 12.9006 | 781.6743 | 0.34576 | 0 | 776.0552 | 5.6191 | 0 | 4.4605 | 0 | 0 | 47.753 | 0 | 0 | 776.0552 | 5.6191 | 0 | 4.4605 | 0 | 0 | 0.0069152 | 0.097557
2018-11-25 16:00 | 11 | 16 | 1 | 0 | 1 | 0.00252 | 48.8248 | 48.8248 | 0.126 | 16.2515 | 9.7834 | 12.9006 | 12.9006 | 793.474 | 0.126 | 0 | 791.4263 | 2.0477 | 0 | 1.6255 | 0 | 0 | 48.6988 | 0 | 0 | 791.4263 | 2.0477 | 0 | 1.6255 | 0 | 0 | 0.00252 | 0.028688
2018-11-25 17:00 | 11 | 17 | 1 | 0 | 1 | 0 | 67.1036 | 67.1036 | 0 | 16.2515 | 9.7834 | 12.9006 | 12.9006 | 1090.5316 | 0 | 0 | 1090.5316 | 0 | 0 | 0 | 0 | 0 | 67.1036 | 0 | 0 | 1090.5316 | 0 | 0 | 0 | 0 | 0 | 0 | 0
2018-11-25 18:00 | 11 | 18 | 1 | 0 | 1 | 0 | 71.2258 | 71.2258 | 0 | 16.2515 | 9.7834 | 12.9006 | 12.9006 | 1157.5222 | 0 | 0 | 1157.5222 | 0 | 0 | 0 | 0 | 0 | 71.2258 | 0 | 0 | 1157.5222 | 0 | 0 | 0 | 0 | 0 | 0 | 0
2018-11-25 19:00 | 11 | 19 | 1 | 0 | 0 | 0 | 72.331 | 72.331 | 0 | 16.2515 | 9.7834 | 12.9006 | 12.9006 | 1175.4847 | 0 | 0 | 1175.4847 | 0 | 0 | 0 | 0 | 0 | 72.331 | 0 | 0 | 1175.4847 | 0 | 0 | 0 | 0 | 0 | 0 | 0
2018-11-25 20:00 | 11 | 20 | 1 | 0 | 0 | 0 | 73.4742 | 73.4742 | 0 | 16.2515 | 9.7834 | 12.9006 | 12.9006 | 1194.0628 | 0 | 0 | 1194.0628 | 0 | 0 | 0 | 0 | 0 | 73.4742 | 0 | 0 | 1194.0628 | 0 | 0 | 0 | 0 | 0 | 0 | 0
2018-11-25 21:00 | 11 | 21 | 1 | 0 | 0 | 0 | 63.4503 | 63.4503 | 0 | 16.2515 | 9.7834 | 12.9006 | 12.9006 | 1031.1602 | 0 | 0 | 1031.1602 | 0 | 0 | 0 | 0 | 0 | 63.4503 | 0 | 0 | 1031.1602 | 0 | 0 | 0 | 0 | 0 | 0 | 0
2018-11-25 22:00 | 11 | 22 | 1 | 0 | 0 | 0 | 61.0333 | 61.0333 | 0 | 16.2515 | 9.7834 | 12.9006 | 12.9006 | 991.88 | 0 | 0 | 991.88 | 0 | 0 | 0 | 0 | 0 | 61.0333 | 0 | 0 | 991.88 | 0 | 0 | 0 | 0 | 0 | 0 | 0
2018-11-25 23:00 | 11 | 23 | 1 | 0 | 0 | 0 | 62.7303 | 62.7303 | 0 | 16.2515 | 9.7834 | 12.9006 | 12.9006 | 1019.4587 | 0 | 0 | 1019.4587 | 0 | 0 | 0 | 0 | 0 | 62.7303 | 0 | 0 | 1019.4587 | 0 | 0 | 0 | 0 | 0 | 0 | 0
2018-11-26 | 11 | 0 | 2 | 0 | 0 | 0 | 73.2685 | 73.2685 | 0 | 16.2515 | 9.7834 | 12.9006 | 12.9006 | 1190.7192 | 0 | 0 | 1190.7192 | 0 | 0 | 0 | 0 | 0 | 73.2685 | 0 | 0 | 1190.7192 | 0 | 0 | 0 | 0 | 0 | 0 | 0
2018-11-26 01:00 | 11 | 1 | 2 | 0 | 0 | 0 | 76.8046 | 76.8046 | 0 | 16.2515 | 9.7834 | 12.9006 | 12.9006 | 1248.1866 | 0 | 0 | 1248.1866 | 0 | 0 | 0 | 0 | 0 | 76.8046 | 0 | 0 | 1248.1866 | 0 | 0 | 0 | 0 | 0 | 0 | 0
2018-11-26 02:00 | 11 | 2 | 2 | 0 | 0 | 0 | 77.6793 | 77.6793 | 0 | 16.2515 | 9.7834 | 12.9006 | 12.9006 | 1262.4011 | 0 | 0 | 1262.4011 | 0 | 0 | 0 | 0 | 0 | 77.6793 | 0 | 0 | 1262.4011 | 0 | 0 | 0 | 0 | 0 | 0 | 0
2018-11-26 03:00 | 11 | 3 | 2 | 0 | 0 | 0 | 79.8373 | 79.8373 | 0 | 16.2515 | 9.7834 | 12.9006 | 12.9006 | 1297.4732 | 0 | 0 | 1297.4732 | 0 | 0 | 0 | 0 | 0 | 79.8373 | 0 | 0 | 1297.4732 | 0 | 0 | 0 | 0 | 0 | 0 | 0
2018-11-26 04:00 | 11 | 4 | 2 | 0 | 0 | 0 | 87.4086 | 87.4086 | 0 | 16.2515 | 9.7834 | 12.9006 | 12.9006 | 1420.5176 | 0 | 0 | 1420.5176 | 0 | 0 | 0 | 0 | 0 | 87.4086 | 0 | 0 | 1420.5176 | 0 | 0 | 0 | 0 | 0 | 0 | 0
2018-11-26 05:00 | 11 | 5 | 2 | 0 | 0 | 0 | 100.7173 | 100.7173 | 0 | 16.2515 | 9.7834 | 12.9006 | 12.9006 | 1636.8027 | 0 | 0 | 1636.8027 | 0 | 0 | 0 | 0 | 0 | 100.7173 | 0 | 0 | 1636.8027 | 0 | 0 | 0 | 0 | 0 | 0 | 0
2018-11-26 06:00 | 11 | 6 | 2 | 0 | 0 | 0 | 133.6827 | 133.6827 | 0 | 16.2515 | 9.7834 | 12.9006 | 12.9006 | 2172.5382 | 0 | 0 | 2172.5382 | 0 | 0 | 0 | 0 | 0 | 133.6827 | 0 | 0 | 2172.5382 | 0 | 0 | 0 | 0 | 0 | 0 | 0
2018-11-26 07:00 | 11 | 7 | 2 | 0 | 0 | 0 | 150.8861 | 150.8861 | 0 | 16.2515 | 9.7834 | 12.9006 | 12.9006 | 2452.1184 | 0 | 0 | 2452.1184 | 0 | 0 | 0 | 0 | 0 | 150.8861 | 0 | 0 | 2452.1184 | 0 | 0 | 0 | 0 | 0 | 0 | 0
2018-11-26 08:00 | 11 | 8 | 2 | 0 | 0 | 0.022172 | 150.4008 | 150.4008 | 1.1086 | 16.2515 | 9.7834 | 12.9006 | 12.9006 | 2444.2313 | 1.1086 | 0 | 2426.2149 | 18.0164 | 0 | 14.3016 | 0 | 0 | 149.2922 | 0 | 0 | 2426.2149 | 18.0164 | 0 | 14.3016 | 0 | 0 | 0.022172 | 0.12137
2018-11-26 09:00 | 11 | 9 | 2 | 0 | 0 | 0.039619 | 164.5167 | 164.5167 | 1.981 | 16.2515 | 9.7834 | 12.9006 | 12.9006 | 2673.6366 | 1.981 | 0 | 2641.4432 | 32.1934 | 0 | 25.5555 | 0 | 0 | 162.5358 | 0 | 0 | 2641.4432 | 32.1934 | 0 | 25.5555 | 0 | 0 | 0.039619 | 0.27478
2018-11-26 10:00 | 11 | 10 | 2 | 0 | 0 | 0.060667 | 173.1638 | 173.1638 | 3.0334 | 16.2515 | 9.7834 | 12.9006 | 12.9006 | 2814.1632 | 3.0334 | 0 | 2764.8667 | 49.2965 | 0 | 39.1321 | 0 | 0 | 170.1304 | 0 | 0 | 2764.8667 | 49.2965 | 0 | 39.1321 | 0 | 0 | 0.060667 | 0.37285
2018-11-26 11:00 | 11 | 11 | 2 | 0 | 1 | 0.054118 | 175.0508 | 175.0508 | 2.7059 | 16.2515 | 9.7834 | 12.9006 | 12.9006 | 2844.8297 | 2.7059 | 0 | 2800.8549 | 43.9748 | 0 | 34.9077 | 0 | 0 | 172.3449 | 0 | 0 | 2800.8549 | 43.9748 | 0 | 34.9077 | 0 | 0 | 0.054118 | 0.61459
2018-11-26 12:00 | 11 | 12 | 2 | 0 | 1 | 0.06092 | 169.7188 | 169.7188 | 3.046 | 16.2515 | 9.7834 | 12.9006 | 12.9006 | 2758.1784 | 3.046 | 0 | 2708.6763 | 49.5021 | 0 | 39.2953 | 0 | 0 | 166.6728 | 0 | 0 | 2708.6763 | 49.5021 | 0 | 39.2953 | 0 | 0 | 0.06092 | 0.63299
2018-11-26 13:00 | 11 | 13 | 2 | 0 | 1 | 0.080934 | 159.0156 | 159.0156 | 4.0467 | 16.2515 | 9.7834 | 12.9006 | 12.9006 | 2584.2356 | 4.0467 | 0 | 2518.4711 | 65.7645 | 0 | 52.2046 | 0 | 0 | 154.9689 | 0 | 0 | 2518.4711 | 65.7645 | 0 | 52.2046 | 0 | 0 | 0.080934 | 0.52142
2018-11-26 14:00 | 11 | 14 | 2 | 0 | 1 | 0.044457 | 145.358 | 145.358 | 2.2228 | 16.2515 | 9.7834 | 12.9006 | 12.9006 | 2362.2794 | 2.2228 | 0 | 2326.1551 | 36.1243 | 0 | 28.6759 | 0 | 0 | 143.1352 | 0 | 0 | 2326.1551 | 36.1243 | 0 | 28.6759 | 0 | 0 | 0.044457 | 0.43076
2018-11-26 15:00 | 11 | 15 | 2 | 0 | 1 | 0.020725 | 128.2812 | 128.2812 | 1.0363 | 16.2515 | 9.7834 | 12.9006 | 12.9006 | 2084.7565 | 1.0363 | 0 | 2067.916 | 16.8406 | 0 | 13.3682 | 0 | 0 | 127.245 | 0 | 0 | 2067.916 | 16.8406 | 0 | 13.3682 | 0 | 0 | 0.020725 | 0.31859
2018-11-26 16:00 | 11 | 16 | 2 | 0 | 1 | 0.025297 | 112.825 | 112.825 | 1.2649 | 16.2515 | 9.7834 | 12.9006 | 12.9006 | 1833.5699 | 1.2649 | 0 | 1813.0141 | 20.5557 | 0 | 16.3174 | 0 | 0 | 111.5601 | 0 | 0 | 1813.0141 | 20.5557 | 0 | 16.3174 | 0 | 0 | 0.025297 | 0.089529
2018-11-26 17:00 | 11 | 17 | 2 | 0 | 1 | 0 | 115.1524 | 115.1524 | 0 | 16.2515 | 9.7834 | 12.9006 | 12.9006 | 1871.3942 | 0 | 0 | 1871.3942 | 0 | 0 | 0 | 0 | 0 | 115.1524 | 0 | 0 | 1871.3942 | 0 | 0 | 0 | 0 | 0 | 0 | 0
2018-11-26 18:00 | 11 | 18 | 2 | 0 | 1 | 0 | 107.0152 | 107.0152 | 0 | 16.2515 | 9.7834 | 12.9006 | 12.9006 | 1739.1533 | 0 | 0 | 1739.1533 | 0 | 0 | 0 | 0 | 0 | 107.0152 | 0 | 0 | 1739.1533 | 0 | 0 | 0 | 0 | 0 | 0 | 0
2018-11-26 19:00 | 11 | 19 | 2 | 0 | 0 | 0 | 100.3025 | 100.3025 | 0 | 16.2515 | 9.7834 | 12.9006 | 12.9006 | 1630.0619 | 0 | 0 | 1630.0619 | 0 | 0 | 0 | 0 | 0 | 100.3025 | 0 | 0 | 1630.0619 | 0 | 0 | 0 | 0 | 0 | 0 | 0
2018-11-26 20:00 | 11 | 20 | 2 | 0 | 0 | 0 | 95.8898 | 95.8898 | 0 | 16.2515 | 9.7834 | 12.9006 | 12.9006 | 1558.3493 | 0 | 0 | 1558.3493 | 0 | 0 | 0 | 0 | 0 | 95.8898 | 0 | 0 | 1558.3493 | 0 | 0 | 0 | 0 | 0 | 0 | 0
2018-11-26 21:00 | 11 | 21 | 2 | 0 | 0 | 0 | 83.3606 | 83.3606 | 0 | 16.2515 | 9.7834 | 12.9006 | 12.9006 | 1354.731 | 0 | 0 | 1354.731 | 0 | 0 | 0 | 0 | 0 | 83.3606 | 0 | 0 | 1354.731 | 0 | 0 | 0 | 0 | 0 | 0 | 0
2018-11-26 22:00 | 11 | 22 | 2 | 0 | 0 | 0 | 78.1994 | 78.1994 | 0 | 16.2515 | 9.7834 | 12.9006 | 12.9006 | 1270.8538 | 0 | 0 | 1270.8538 | 0 | 0 | 0 | 0 | 0 | 78.1994 | 0 | 0 | 1270.8538 | 0 | 0 | 0 | 0 | 0 | 0 | 0
2018-11-26 23:00 | 11 | 23 | 2 | 0 | 0 | 0 | 77.4792 | 77.4792 | 0 | 16.2515 | 9.7834 | 12.9006 | 12.9006 | 1259.1492 | 0 | 0 | 1259.1492 | 0 | 0 | 0 | 0 | 0 | 77.4792 | 0 | 0 | 1259.1492 | 0 | 0 | 0 | 0 | 0 | 0 | 0
2018-11-27 | 11 | 0 | 3 | 0 | 0 | 0 | 77.6498 | 77.6498 | 0 | 16.2515 | 9.7834 | 12.9006 | 12.9006 | 1261.9217 | 0 | 0 | 1261.9217 | 0 | 0 | 0 | 0 | 0 | 77.6498 | 0 | 0 | 1261.9217 | 0 | 0 | 0 | 0 | 0 | 0 | 0
2018-11-27 01:00 | 11 | 1 | 3 | 0 | 0 | 0 | 78.1268 | 78.1268 | 0 | 16.2515 | 9.7834 | 12.9006 | 12.9006 | 1269.6745 | 0 | 0 | 1269.6745 | 0 | 0 | 0 | 0 | 0 | 78.1268 | 0 | 0 | 1269.6745 | 0 | 0 | 0 | 0 | 0 | 0 | 0
2018-11-27 02:00 | 11 | 2 | 3 | 0 | 0 | 0 | 79.1862 | 79.1862 | 0 | 16.2515 | 9.7834 | 12.9006 | 12.9006 | 1286.8915 | 0 | 0 | 1286.8915 | 0 | 0 | 0 | 0 | 0 | 79.1862 | 0 | 0 | 1286.8915 | 0 | 0 | 0 | 0 | 0 | 0 | 0
2018-11-27 03:00 | 11 | 3 | 3 | 0 | 0 | 0 | 81.5316 | 81.5316 | 0 | 16.2515 | 9.7834 | 12.9006 | 12.9006 | 1325.0068 | 0 | 0 | 1325.0068 | 0 | 0 | 0 | 0 | 0 | 81.5316 | 0 | 0 | 1325.0068 | 0 | 0 | 0 | 0 | 0 | 0 | 0
2018-11-27 04:00 | 11 | 4 | 3 | 0 | 0 | 0 | 88.7489 | 88.7489 | 0 | 16.2515 | 9.7834 | 12.9006 | 12.9006 | 1442.2983 | 0 | 0 | 1442.2983 | 0 | 0 | 0 | 0 | 0 | 88.7489 | 0 | 0 | 1442.2983 | 0 | 0 | 0 | 0 | 0 | 0 | 0
2018-11-27 05:00 | 11 | 5 | 3 | 0 | 0 | 0 | 101.4051 | 101.4051 | 0 | 16.2515 | 9.7834 | 12.9006 | 12.9006 | 1647.9798 | 0 | 0 | 1647.9798 | 0 | 0 | 0 | 0 | 0 | 101.4051 | 0 | 0 | 1647.9798 | 0 | 0 | 0 | 0 | 0 | 0 | 0
2018-11-27 06:00 | 11 | 6 | 3 | 0 | 0 | 0 | 134.3101 | 134.3101 | 0 | 16.2515 | 9.7834 | 12.9006 | 12.9006 | 2182.7342 | 0 | 0 | 2182.7342 | 0 | 0 | 0 | 0 | 0 | 134.3101 | 0 | 0 | 2182.7342 | 0 | 0 | 0 | 0 | 0 | 0 | 0
2018-11-27 07:00 | 11 | 7 | 3 | 0 | 0 | 0 | 151.7756 | 151.7756 | 0 | 16.2515 | 9.7834 | 12.9006 | 12.9006 | 2466.5742 | 0 | 0 | 2466.5742 | 0 | 0 | 0 | 0 | 0 | 151.7756 | 0 | 0 | 2466.5742 | 0 | 0 | 0 | 0 | 0 | 0 | 0
2018-11-27 08:00 | 11 | 8 | 3 | 0 | 0 | 0.021631 | 151.365 | 151.365 | 1.0815 | 16.2515 | 9.7834 | 12.9006 | 12.9006 | 2459.9012 | 1.0815 | 0 | 2442.3246 | 17.5766 | 0 | 13.9525 | 0 | 0 | 150.2834 | 0 | 0 | 2442.3246 | 17.5766 | 0 | 13.9525 | 0 | 0 | 0.021631 | 0.10478
2018-11-27 09:00 | 11 | 9 | 3 | 0 | 0 | 0.035414 | 165.3706 | 165.3706 | 1.7707 | 16.2515 | 9.7834 | 12.9006 | 12.9006 | 2687.5135 | 1.7707 | 0 | 2658.7373 | 28.7761 | 0 | 22.8428 | 0 | 0 | 163.5999 | 0 | 0 | 2658.7373 | 28.7761 | 0 | 22.8428 | 0 | 0 | 0.035414 | 0.25316
2018-11-27 10:00 | 11 | 10 | 3 | 0 | 0 | 0.030843 | 174.5005 | 174.5005 | 1.5421 | 16.2515 | 9.7834 | 12.9006 | 12.9006 | 2835.8866 | 1.5421 | 0 | 2810.8247 | 25.0619 | 0 | 19.8944 | 0 | 0 | 172.9583 | 0 | 0 | 2810.8247 | 25.0619 | 0 | 19.8944 | 0 | 0 | 0.030843 | 0.27512
2018-11-27 11:00 | 11 | 11 | 3 | 0 | 1 | 0.044207 | 176.2342 | 176.2342 | 2.2104 | 16.2515 | 9.7834 | 12.9006 | 12.9006 | 2864.0621 | 2.2104 | 0 | 2828.1406 | 35.9215 | 0 | 28.5149 | 0 | 0 | 174.0238 | 0 | 0 | 2828.1406 | 35.9215 | 0 | 28.5149 | 0 | 0 | 0.044207 | 0.44427
2018-11-27 12:00 | 11 | 12 | 3 | 0 | 1 | 0.082187 | 170.9049 | 170.9049 | 4.1094 | 16.2515 | 9.7834 | 12.9006 | 12.9006 | 2777.4532 | 4.1094 | 0 | 2710.6702 | 66.783 | 0 | 53.0131 | 0 | 0 | 166.7955 | 0 | 0 | 2710.6702 | 66.783 | 0 | 53.0131 | 0 | 0 | 0.082187 | 0.51313
2018-11-27 13:00 | 11 | 13 | 3 | 0 | 1 | 0.030709 | 159.4074 | 159.4074 | 1.5354 | 16.2515 | 9.7834 | 12.9006 | 12.9006 | 2590.6032 | 1.5354 | 0 | 2565.65 | 24.9531 | 0 | 19.8081 | 0 | 0 | 157.872 | 0 | 0 | 2565.65 | 24.9531 | 0 | 19.8081 | 0 | 0 | 0.030709 | 0.4121
2018-11-27 14:00 | 11 | 14 | 3 | 0 | 1 | 0.060118 | 145.9036 | 145.9036 | 3.0059 | 16.2515 | 9.7834 | 12.9006 | 12.9006 | 2371.1459 | 3.0059 | 0 | 2322.2953 | 48.8506 | 0 | 38.7781 | 0 | 0 | 142.8977 | 0 | 0 | 2322.2953 | 48.8506 | 0 | 38.7781 | 0 | 0 | 0.060118 | 0.19611
2018-11-27 15:00 | 11 | 15 | 3 | 0 | 1 | 0.017001 | 129.6286 | 129.6286 | 0.85004 | 16.2515 | 9.7834 | 12.9006 | 12.9006 | 2106.6532 | 0.85004 | 0 | 2092.8389 | 13.8144 | 0 | 10.966 | 0 | 0 | 128.7785 | 0 | 0 | 2092.8389 | 13.8144 | 0 | 10.966 | 0 | 0 | 0.017001 | 0.12935
2018-11-27 16:00 | 11 | 16 | 3 | 0 | 1 | 0.007428 | 114.6566 | 114.6566 | 0.3714 | 16.2515 | 9.7834 | 12.9006 | 12.9006 | 1863.3372 | 0.3714 | 0 | 1857.3014 | 6.0358 | 0 | 4.7913 | 0 | 0 | 114.2852 | 0 | 0 | 1857.3014 | 6.0358 | 0 | 4.7913 | 0 | 0 | 0.007428 | 0.026189
2018-11-27 17:00 | 11 | 17 | 3 | 0 | 1 | 0 | 117.4579 | 117.4579 | 0 | 16.2515 | 9.7834 | 12.9006 | 12.9006 | 1908.8615 | 0 | 0 | 1908.8615 | 0 | 0 | 0 | 0 | 0 | 117.4579 | 0 | 0 | 1908.8615 | 0 | 0 | 0 | 0 | 0 | 0 | 0
2018-11-27 18:00 | 11 | 18 | 3 | 0 | 1 | 0 | 109.7535 | 109.7535 | 0 | 16.2515 | 9.7834 | 12.9006 | 12.9006 | 1783.6547 | 0 | 0 | 1783.6547 | 0 | 0 | 0 | 0 | 0 | 109.7535 | 0 | 0 | 1783.6547 | 0 | 0 | 0 | 0 | 0 | 0 | 0
2018-11-27 19:00 | 11 | 19 | 3 | 0 | 0 | 0 | 103.4034 | 103.4034 | 0 | 16.2515 | 9.7834 | 12.9006 | 12.9006 | 1680.4552 | 0 | 0 | 1680.4552 | 0 | 0 | 0 | 0 | 0 | 103.4034 | 0 | 0 | 1680.4552 | 0 | 0 | 0 | 0 | 0 | 0 | 0
2018-11-27 20:00 | 11 | 20 | 3 | 0 | 0 | 0 | 98.8904 | 98.8904 | 0 | 16.2515 | 9.7834 | 12.9006 | 12.9006 | 1607.1131 | 0 | 0 | 1607.1131 | 0 | 0 | 0 | 0 | 0 | 98.8904 | 0 | 0 | 1607.1131 | 0 | 0 | 0 | 0 | 0 | 0 | 0
2018-11-27 21:00 | 11 | 21 | 3 | 0 | 0 | 0 | 86.2609 | 86.2609 | 0 | 16.2515 | 9.7834 | 12.9006 | 12.9006 | 1401.8661 | 0 | 0 | 1401.8661 | 0 | 0 | 0 | 0 | 0 | 86.2609 | 0 | 0 | 1401.8661 | 0 | 0 | 0 | 0 | 0 | 0 | 0
2018-11-27 22:00 | 11 | 22 | 3 | 0 | 0 | 0 | 78.8258 | 78.8258 | 0 | 16.2515 | 9.7834 | 12.9006 | 12.9006 | 1281.0337 | 0 | 0 | 1281.0337 | 0 | 0 | 0 | 0 | 0 | 78.8258 | 0 | 0 | 1281.0337 | 0 | 0 | 0 | 0 | 0 | 0 | 0
2018-11-27 23:00 | 11 | 23 | 3 | 0 | 0 | 0 | 76.931 | 76.931 | 0 | 16.2515 | 9.7834 | 12.9006 | 12.9006 | 1250.2405 | 0 | 0 | 1250.2405 | 0 | 0 | 0 | 0 | 0 | 76.931 | 0 | 0 | 1250.2405 | 0 | 0 | 0 | 0 | 0 | 0 | 0
2018-11-28 | 11 | 0 | 4 | 0 | 0 | 0 | 77.2367 | 77.2367 | 0 | 16.2515 | 9.7834 | 12.9006 | 12.9006 | 1255.2087 | 0 | 0 | 1255.2087 | 0 | 0 | 0 | 0 | 0 | 77.2367 | 0 | 0 | 1255.2087 | 0 | 0 | 0 | 0 | 0 | 0 | 0
2018-11-28 01:00 | 11 | 1 | 4 | 0 | 0 | 0 | 77.8181 | 77.8181 | 0 | 16.2515 | 9.7834 | 12.9006 | 12.9006 | 1264.6575 | 0 | 0 | 1264.6575 | 0 | 0 | 0 | 0 | 0 | 77.8181 | 0 | 0 | 1264.6575 | 0 | 0 | 0 | 0 | 0 | 0 | 0
2018-11-28 02:00 | 11 | 2 | 4 | 0 | 0 | 0 | 77.5094 | 77.5094 | 0 | 16.2515 | 9.7834 | 12.9006 | 12.9006 | 1259.641 | 0 | 0 | 1259.641 | 0 | 0 | 0 | 0 | 0 | 77.5094 | 0 | 0 | 1259.641 | 0 | 0 | 0 | 0 | 0 | 0 | 0
2018-11-28 03:00 | 11 | 3 | 4 | 0 | 0 | 0 | 79.783 | 79.783 | 0 | 16.2515 | 9.7834 | 12.9006 | 12.9006 | 1296.5895 | 0 | 0 | 1296.5895 | 0 | 0 | 0 | 0 | 0 | 79.783 | 0 | 0 | 1296.5895 | 0 | 0 | 0 | 0 | 0 | 0 | 0
2018-11-28 04:00 | 11 | 4 | 4 | 0 | 0 | 0 | 88.2816 | 88.2816 | 0 | 16.2515 | 9.7834 | 12.9006 | 12.9006 | 1434.7038 | 0 | 0 | 1434.7038 | 0 | 0 | 0 | 0 | 0 | 88.2816 | 0 | 0 | 1434.7038 | 0 | 0 | 0 | 0 | 0 | 0 | 0
2018-11-28 05:00 | 11 | 5 | 4 | 0 | 0 | 0 | 101.3101 | 101.3101 | 0 | 16.2515 | 9.7834 | 12.9006 | 12.9006 | 1646.4365 | 0 | 0 | 1646.4365 | 0 | 0 | 0 | 0 | 0 | 101.3101 | 0 | 0 | 1646.4365 | 0 | 0 | 0 | 0 | 0 | 0 | 0
2018-11-28 06:00 | 11 | 6 | 4 | 0 | 0 | 0 | 134.5965 | 134.5965 | 0 | 16.2515 | 9.7834 | 12.9006 | 12.9006 | 2187.3896 | 0 | 0 | 2187.3896 | 0 | 0 | 0 | 0 | 0 | 134.5965 | 0 | 0 | 2187.3896 | 0 | 0 | 0 | 0 | 0 | 0 | 0
2018-11-28 07:00 | 11 | 7 | 4 | 0 | 0 | 0 | 152.9285 | 152.9285 | 0 | 16.2515 | 9.7834 | 12.9006 | 12.9006 | 2485.3106 | 0 | 0 | 2485.3106 | 0 | 0 | 0 | 0 | 0 | 152.9285 | 0 | 0 | 2485.3106 | 0 | 0 | 0 | 0 | 0 | 0 | 0
2018-11-28 08:00 | 11 | 8 | 4 | 0 | 0 | 0.0082292 | 151.7286 | 151.7286 | 0.41146 | 16.2515 | 9.7834 | 12.9006 | 12.9006 | 2465.8115 | 0.41146 | 0 | 2459.1247 | 6.6868 | 0 | 5.3081 | 0 | 0 | 151.3172 | 0 | 0 | 2459.1247 | 6.6868 | 0 | 5.3081 | 0 | 0 | 0.0082292 | 0.097342
2018-11-28 09:00 | 11 | 9 | 4 | 0 | 0 | 0.019787 | 166.2579 | 166.2579 | 0.98935 | 16.2515 | 9.7834 | 12.9006 | 12.9006 | 2701.9329 | 0.98935 | 0 | 2685.8545 | 16.0785 | 0 | 12.7633 | 0 | 0 | 165.2685 | 0 | 0 | 2685.8545 | 16.0785 | 0 | 12.7633 | 0 | 0 | 0.019787 | 0.30704
2018-11-28 10:00 | 11 | 10 | 4 | 0 | 0 | 0.16302 | 175.6682 | 175.6682 | 8.151 | 16.2515 | 9.7834 | 12.9006 | 12.9006 | 2854.8634 | 8.151 | 0 | 2722.3978 | 132.4656 | 0 | 105.1527 | 0 | 0 | 167.5172 | 0 | 0 | 2722.3978 | 132.4656 | 0 | 105.1527 | 0 | 0 | 0.16302 | 0.47314
2018-11-28 11:00 | 11 | 11 | 4 | 0 | 1 | 0.26118 | 178.314 | 178.314 | 13.059 | 16.2515 | 9.7834 | 12.9006 | 12.9006 | 2897.8614 | 13.059 | 0 | 2685.6337 | 212.2278 | 0 | 168.4688 | 0 | 0 | 165.255 | 0 | 0 | 2685.6337 | 212.2278 | 0 | 168.4688 | 0 | 0 | 0.26118 | 0.47839
2018-11-28 12:00 | 11 | 12 | 4 | 0 | 1 | 0.056916 | 173.4655 | 173.4655 | 2.8458 | 16.2515 | 9.7834 | 12.9006 | 12.9006 | 2819.0671 | 2.8458 | 0 | 2772.8183 | 46.2487 | 0 | 36.7128 | 0 | 0 | 170.6197 | 0 | 0 | 2772.8183 | 46.2487 | 0 | 36.7128 | 0 | 0 | 0.056916 | 0.41402
2018-11-28 13:00 | 11 | 13 | 4 | 0 | 1 | 0.1386 | 161.8993 | 161.8993 | 6.9299 | 16.2515 | 9.7834 | 12.9006 | 12.9006 | 2631.0998 | 6.9299 | 0 | 2518.478 | 112.6218 | 0 | 89.4004 | 0 | 0 | 154.9694 | 0 | 0 | 2518.478 | 112.6218 | 0 | 89.4004 | 0 | 0 | 0.1386 | 0.38744
2018-11-28 14:00 | 11 | 14 | 4 | 0 | 1 | 0.44304 | 148.1963 | 148.1963 | 22.1521 | 16.2515 | 9.7834 | 12.9006 | 12.9006 | 2408.4057 | 22.1521 | 0 | 2048.4018 | 360.0039 | 0 | 285.7751 | 0 | 0 | 126.0442 | 0 | 0 | 2048.4018 | 360.0039 | 0 | 285.7751 | 0 | 0 | 0.44304 | 0.32279
2018-11-28 15:00 | 11 | 15 | 4 | 0 | 1 | 0.10738 | 130.1335 | 130.1335 | 5.3689 | 16.2515 | 9.7834 | 12.9006 | 12.9006 | 2114.8588 | 5.3689 | 0 | 2027.6056 | 87.2533 | 0 | 69.2626 | 0 | 0 | 124.7645 | 0 | 0 | 2027.6056 | 87.2533 | 0 | 69.2626 | 0 | 0 | 0.10738 | 0.20405
2018-11-28 16:00 | 11 | 16 | 4 | 0 | 1 | 0.022724 | 114.231 | 114.231 | 1.1362 | 16.2515 | 9.7834 | 12.9006 | 12.9006 | 1856.4198 | 1.1362 | 0 | 1837.955 | 18.4648 | 0 | 14.6576 | 0 | 0 | 113.0948 | 0 | 0 | 1837.955 | 18.4648 | 0 | 14.6576 | 0 | 0 | 0.022724 | 0.046705
2018-11-28 17:00 | 11 | 17 | 4 | 0 | 1 | 0 | 117.713 | 117.713 | 0 | 16.2515 | 9.7834 | 12.9006 | 12.9006 | 1913.0077 | 0 | 0 | 1913.0077 | 0 | 0 | 0 | 0 | 0 | 117.713 | 0 | 0 | 1913.0077 | 0 | 0 | 0 | 0 | 0 | 0 | 0
2018-11-28 18:00 | 11 | 18 | 4 | 0 | 1 | 0 | 109.2985 | 109.2985 | 0 | 16.2515 | 9.7834 | 12.9006 | 12.9006 | 1776.2604 | 0 | 0 | 1776.2604 | 0 | 0 | 0 | 0 | 0 | 109.2985 | 0 | 0 | 1776.2604 | 0 | 0 | 0 | 0 | 0 | 0 | 0
2018-11-28 19:00 | 11 | 19 | 4 | 0 | 0 | 0 | 102.3 | 102.3 | 0 | 16.2515 | 9.7834 | 12.9006 | 12.9006 | 1662.5236 | 0 | 0 | 1662.5236 | 0 | 0 | 0 | 0 | 0 | 102.3 | 0 | 0 | 1662.5236 | 0 | 0 | 0 | 0 | 0 | 0 | 0
2018-11-28 20:00 | 11 | 20 | 4 | 0 | 0 | 0 | 97.9755 | 97.9755 | 0 | 16.2515 | 9.7834 | 12.9006 | 12.9006 | 1592.2439 | 0 | 0 | 1592.2439 | 0 | 0 | 0 | 0 | 0 | 97.9755 | 0 | 0 | 1592.2439 | 0 | 0 | 0 | 0 | 0 | 0 | 0
2018-11-28 21:00 | 11 | 21 | 4 | 0 | 0 | 0 | 85.25 | 85.25 | 0 | 16.2515 | 9.7834 | 12.9006 | 12.9006 | 1385.4365 | 0 | 0 | 1385.4365 | 0 | 0 | 0 | 0 | 0 | 85.25 | 0 | 0 | 1385.4365 | 0 | 0 | 0 | 0 | 0 | 0 | 0
2018-11-28 22:00 | 11 | 22 | 4 | 0 | 0 | 0 | 79.9619 | 79.9619 | 0 | 16.2515 | 9.7834 | 12.9006 | 12.9006 | 1299.4979 | 0 | 0 | 1299.4979 | 0 | 0 | 0 | 0 | 0 | 79.9619 | 0 | 0 | 1299.4979 | 0 | 0 | 0 | 0 | 0 | 0 | 0
2018-11-28 23:00 | 11 | 23 | 4 | 0 | 0 | 0 | 78.2356 | 78.2356 | 0 | 16.2515 | 9.7834 | 12.9006 | 12.9006 | 1271.4426 | 0 | 0 | 1271.4426 | 0 | 0 | 0 | 0 | 0 | 78.2356 | 0 | 0 | 1271.4426 | 0 | 0 | 0 | 0 | 0 | 0 | 0
2018-11-29 | 11 | 0 | 5 | 0 | 0 | 0 | 78.5594 | 78.5594 | 0 | 16.2515 | 9.7834 | 12.9006 | 12.9006 | 1276.7047 | 0 | 0 | 1276.7047 | 0 | 0 | 0 | 0 | 0 | 78.5594 | 0 | 0 | 1276.7047 | 0 | 0 | 0 | 0 | 0 | 0 | 0
2018-11-29 01:00 | 11 | 1 | 5 | 0 | 0 | 0 | 78.9188 | 78.9188 | 0 | 16.2515 | 9.7834 | 12.9006 | 12.9006 | 1282.5461 | 0 | 0 | 1282.5461 | 0 | 0 | 0 | 0 | 0 | 78.9188 | 0 | 0 | 1282.5461 | 0 | 0 | 0 | 0 | 0 | 0 | 0
2018-11-29 02:00 | 11 | 2 | 5 | 0 | 0 | 0 | 79.2569 | 79.2569 | 0 | 16.2515 | 9.7834 | 12.9006 | 12.9006 | 1288.0402 | 0 | 0 | 1288.0402 | 0 | 0 | 0 | 0 | 0 | 79.2569 | 0 | 0 | 1288.0402 | 0 | 0 | 0 | 0 | 0 | 0 | 0
2018-11-29 03:00 | 11 | 3 | 5 | 0 | 0 | 0 | 82.1106 | 82.1106 | 0 | 16.2515 | 9.7834 | 12.9006 | 12.9006 | 1334.4174 | 0 | 0 | 1334.4174 | 0 | 0 | 0 | 0 | 0 | 82.1106 | 0 | 0 | 1334.4174 | 0 | 0 | 0 | 0 | 0 | 0 | 0
2018-11-29 04:00 | 11 | 4 | 5 | 0 | 0 | 0 | 89.0039 | 89.0039 | 0 | 16.2515 | 9.7834 | 12.9006 | 12.9006 | 1446.4423 | 0 | 0 | 1446.4423 | 0 | 0 | 0 | 0 | 0 | 89.0039 | 0 | 0 | 1446.4423 | 0 | 0 | 0 | 0 | 0 | 0 | 0
2018-11-29 05:00 | 11 | 5 | 5 | 0 | 0 | 0 | 102.1148 | 102.1148 | 0 | 16.2515 | 9.7834 | 12.9006 | 12.9006 | 1659.5148 | 0 | 0 | 1659.5148 | 0 | 0 | 0 | 0 | 0 | 102.1148 | 0 | 0 | 1659.5148 | 0 | 0 | 0 | 0 | 0 | 0 | 0
2018-11-29 06:00 | 11 | 6 | 5 | 0 | 0 | 0 | 135.8605 | 135.8605 | 0 | 16.2515 | 9.7834 | 12.9006 | 12.9006 | 2207.931 | 0 | 0 | 2207.931 | 0 | 0 | 0 | 0 | 0 | 135.8605 | 0 | 0 | 2207.931 | 0 | 0 | 0 | 0 | 0 | 0 | 0
2018-11-29 07:00 | 11 | 7 | 5 | 0 | 0 | 0 | 152.6138 | 152.6138 | 0 | 16.2515 | 9.7834 | 12.9006 | 12.9006 | 2480.1965 | 0 | 0 | 2480.1965 | 0 | 0 | 0 | 0 | 0 | 152.6138 | 0 | 0 | 2480.1965 | 0 | 0 | 0 | 0 | 0 | 0 | 0
2018-11-29 08:00 | 11 | 8 | 5 | 0 | 0 | 0.14989 | 151.0041 | 151.0041 | 7.4947 | 16.2515 | 9.7834 | 12.9006 | 12.9006 | 2454.037 | 7.4947 | 0 | 2332.2372 | 121.7998 | 0 | 96.686 | 0 | 0 | 143.5094 | 0 | 0 | 2332.2372 | 121.7998 | 0 | 96.686 | 0 | 0 | 0.14989 | 0.10553
2018-11-29 09:00 | 11 | 9 | 5 | 0 | 0 | 0.34586 | 164.6334 | 164.6334 | 17.2928 | 16.2515 | 9.7834 | 12.9006 | 12.9006 | 2675.5333 | 17.2928 | 0 | 2394.501 | 281.0324 | 0 | 223.0866 | 0 | 0 | 147.3407 | 0 | 0 | 2394.501 | 281.0324 | 0 | 223.0866 | 0 | 0 | 0.34586 | 0.2604
2018-11-29 10:00 | 11 | 10 | 5 | 0 | 0 | 0.4007 | 172.8238 | 172.8238 | 20.0351 | 16.2515 | 9.7834 | 12.9006 | 12.9006 | 2808.6388 | 20.0351 | 0 | 2483.0384 | 325.6004 | 0 | 258.4652 | 0 | 0 | 152.7887 | 0 | 0 | 2483.0384 | 325.6004 | 0 | 258.4652 | 0 | 0 | 0.4007 | 0.36556
2018-11-29 11:00 | 11 | 11 | 5 | 0 | 1 | 0.24418 | 174.3231 | 174.3231 | 12.2088 | 16.2515 | 9.7834 | 12.9006 | 12.9006 | 2833.0046 | 12.2088 | 0 | 2634.5947 | 198.41 | 0 | 157.5001 | 0 | 0 | 162.1144 | 0 | 0 | 2634.5947 | 198.41 | 0 | 157.5001 | 0 | 0 | 0.24418 | 0.421
2018-11-29 12:00 | 11 | 12 | 5 | 0 | 1 | 0.29209 | 168.9113 | 168.9113 | 14.6044 | 16.2515 | 9.7834 | 12.9006 | 12.9006 | 2745.055 | 14.6044 | 0 | 2507.713 | 237.342 | 0 | 188.4047 | 0 | 0 | 154.307 | 0 | 0 | 2507.713 | 237.342 | 0 | 188.4047 | 0 | 0 | 0.29209 | 0.42094
2018-11-29 13:00 | 11 | 13 | 5 | 0 | 1 | 0.28986 | 157.1576 | 157.1576 | 14.4931 | 16.2515 | 9.7834 | 12.9006 | 12.9006 | 2554.0399 | 14.4931 | 0 | 2318.5051 | 235.5348 | 0 | 186.9702 | 0 | 0 | 142.6644 | 0 | 0 | 2318.5051 | 235.5348 | 0 | 186.9702 | 0 | 0 | 0.28986 | 0.40704
2018-11-29 14:00 | 11 | 14 | 5 | 0 | 1 | 0.39442 | 143.4636 | 143.4636 | 19.7209 | 16.2515 | 9.7834 | 12.9006 | 12.9006 | 2331.493 | 19.7209 | 0 | 2010.9997 | 320.4933 | 0 | 254.4112 | 0 | 0 | 123.7427 | 0 | 0 | 2010.9997 | 320.4933 | 0 | 254.4112 | 0 | 0 | 0.39442 | 0.33303
2018-11-29 15:00 | 11 | 15 | 5 | 0 | 1 | 0.1782 | 126.4882 | 126.4882 | 8.9099 | 16.2515 | 9.7834 | 12.9006 | 12.9006 | 2055.6176 | 8.9099 | 0 | 1910.8188 | 144.7989 | 0 | 114.9429 | 0 | 0 | 117.5783 | 0 | 0 | 1910.8188 | 144.7989 | 0 | 114.9429 | 0 | 0 | 0.1782 | 0.30685
2018-11-29 16:00 | 11 | 16 | 5 | 0 | 1 | 0.014724 | 111.6413 | 111.6413 | 0.7362 | 16.2515 | 9.7834 | 12.9006 | 12.9006 | 1814.3344 | 0.7362 | 0 | 1802.3701 | 11.9643 | 0 | 9.4974 | 0 | 0 | 110.9051 | 0 | 0 | 1802.3701 | 11.9643 | 0 | 9.4974 | 0 | 0 | 0.014724 | 0.083021
2018-11-29 17:00 | 11 | 17 | 5 | 0 | 1 | 0 | 115.2101 | 115.2101 | 0 | 16.2515 | 9.7834 | 12.9006 | 12.9006 | 1872.3315 | 0 | 0 | 1872.3315 | 0 | 0 | 0 | 0 | 0 | 115.2101 | 0 | 0 | 1872.3315 | 0 | 0 | 0 | 0 | 0 | 0 | 0
2018-11-29 18:00 | 11 | 18 | 5 | 0 | 1 | 0 | 106.55 | 106.55 | 0 | 16.2515 | 9.7834 | 12.9006 | 12.9006 | 1731.5922 | 0 | 0 | 1731.5922 | 0 | 0 | 0 | 0 | 0 | 106.55 | 0 | 0 | 1731.5922 | 0 | 0 | 0 | 0 | 0 | 0 | 0
2018-11-29 19:00 | 11 | 19 | 5 | 0 | 0 | 0 | 99.7694 | 99.7694 | 0 | 16.2515 | 9.7834 | 12.9006 | 12.9006 | 1621.3977 | 0 | 0 | 1621.3977 | 0 | 0 | 0 | 0 | 0 | 99.7694 | 0 | 0 | 1621.3977 | 0 | 0 | 0 | 0 | 0 | 0 | 0
2018-11-29 20:00 | 11 | 20 | 5 | 0 | 0 | 0 | 95.7437 | 95.7437 | 0 | 16.2515 | 9.7834 | 12.9006 | 12.9006 | 1555.9744 | 0 | 0 | 1555.9744 | 0 | 0 | 0 | 0 | 0 | 95.7437 | 0 | 0 | 1555.9744 | 0 | 0 | 0 | 0 | 0 | 0 | 0
2018-11-29 21:00 | 11 | 21 | 5 | 0 | 0 | 0 | 83.8116 | 83.8116 | 0 | 16.2515 | 9.7834 | 12.9006 | 12.9006 | 1362.0614 | 0 | 0 | 1362.0614 | 0 | 0 | 0 | 0 | 0 | 83.8116 | 0 | 0 | 1362.0614 | 0 | 0 | 0 | 0 | 0 | 0 | 0
2018-11-29 22:00 | 11 | 22 | 5 | 0 | 0 | 0 | 78.7852 | 78.7852 | 0 | 16.2515 | 9.7834 | 12.9006 | 12.9006 | 1280.3738 | 0 | 0 | 1280.3738 | 0 | 0 | 0 | 0 | 0 | 78.7852 | 0 | 0 | 1280.3738 | 0 | 0 | 0 | 0 | 0 | 0 | 0
2018-11-29 23:00 | 11 | 23 | 5 | 0 | 0 | 0 | 76.778 | 76.778 | 0 | 16.2515 | 9.7834 | 12.9006 | 12.9006 | 1247.7538 | 0 | 0 | 1247.7538 | 0 | 0 | 0 | 0 | 0 | 76.778 | 0 | 0 | 1247.7538 | 0 | 0 | 0 | 0 | 0 | 0 | 0
2018-11-30 | 11 | 0 | 6 | 0 | 0 | 0 | 77.0396 | 77.0396 | 0 | 16.2515 | 9.7834 | 12.9006 | 12.9006 | 1252.0062 | 0 | 0 | 1252.0062 | 0 | 0 | 0 | 0 | 0 | 77.0396 | 0 | 0 | 1252.0062 | 0 | 0 | 0 | 0 | 0 | 0 | 0
2018-11-30 01:00 | 11 | 1 | 6 | 0 | 0 | 0 | 77.5424 | 77.5424 | 0 | 16.2515 | 9.7834 | 12.9006 | 12.9006 | 1260.1764 | 0 | 0 | 1260.1764 | 0 | 0 | 0 | 0 | 0 | 77.5424 | 0 | 0 | 1260.1764 | 0 | 0 | 0 | 0 | 0 | 0 | 0
2018-11-30 02:00 | 11 | 2 | 6 | 0 | 0 | 0 | 77.9669 | 77.9669 | 0 | 16.2515 | 9.7834 | 12.9006 | 12.9006 | 1267.075 | 0 | 0 | 1267.075 | 0 | 0 | 0 | 0 | 0 | 77.9669 | 0 | 0 | 1267.075 | 0 | 0 | 0 | 0 | 0 | 0 | 0
2018-11-30 03:00 | 11 | 3 | 6 | 0 | 0 | 0 | 80.2433 | 80.2433 | 0 | 16.2515 | 9.7834 | 12.9006 | 12.9006 | 1304.0708 | 0 | 0 | 1304.0708 | 0 | 0 | 0 | 0 | 0 | 80.2433 | 0 | 0 | 1304.0708 | 0 | 0 | 0 | 0 | 0 | 0 | 0
2018-11-30 04:00 | 11 | 4 | 6 | 0 | 0 | 0 | 87.9839 | 87.9839 | 0 | 16.2515 | 9.7834 | 12.9006 | 12.9006 | 1429.8663 | 0 | 0 | 1429.8663 | 0 | 0 | 0 | 0 | 0 | 87.9839 | 0 | 0 | 1429.8663 | 0 | 0 | 0 | 0 | 0 | 0 | 0
2018-11-30 05:00 | 11 | 5 | 6 | 0 | 0 | 0 | 101.7178 | 101.7178 | 0 | 16.2515 | 9.7834 | 12.9006 | 12.9006 | 1653.0627 | 0 | 0 | 1653.0627 | 0 | 0 | 0 | 0 | 0 | 101.7178 | 0 | 0 | 1653.0627 | 0 | 0 | 0 | 0 | 0 | 0 | 0
2018-11-30 06:00 | 11 | 6 | 6 | 0 | 0 | 0 | 135.0528 | 135.0528 | 0 | 16.2515 | 9.7834 | 12.9006 | 12.9006 | 2194.8043 | 0 | 0 | 2194.8043 | 0 | 0 | 0 | 0 | 0 | 135.0528 | 0 | 0 | 2194.8043 | 0 | 0 | 0 | 0 | 0 | 0 | 0
2018-11-30 07:00 | 11 | 7 | 6 | 0 | 0 | 0 | 154.1514 | 154.1514 | 0 | 16.2515 | 9.7834 | 12.9006 | 12.9006 | 2505.1842 | 0 | 0 | 2505.1842 | 0 | 0 | 0 | 0 | 0 | 154.1514 | 0 | 0 | 2505.1842 | 0 | 0 | 0 | 0 | 0 | 0 | 0
2018-11-30 08:00 | 11 | 8 | 6 | 0 | 0 | 0.12905 | 152.1181 | 152.1181 | 6.4527 | 16.2515 | 9.7834 | 12.9006 | 12.9006 | 2472.14 | 6.4527 | 0 | 2367.275 | 104.865 | 0 | 83.243 | 0 | 0 | 145.6654 | 0 | 0 | 2367.275 | 104.865 | 0 | 83.243 | 0 | 0 | 0.12905 | 0.0094567
2018-11-30 09:00 | 11 | 9 | 6 | 0 | 0 | 0.32927 | 165.5659 | 165.5659 | 16.4637 | 16.2515 | 9.7834 | 12.9006 | 12.9006 | 2690.6868 | 16.4637 | 0 | 2423.1277 | 267.5591 | 0 | 212.3914 | 0 | 0 | 149.1022 | 0 | 0 | 2423.1277 | 267.5591 | 0 | 212.3914 | 0 | 0 | 0.32927 | 0.035948
2018-11-30 10:00 | 11 | 10 | 6 | 0 | 0 | 0.46779 | 174.2203 | 174.2203 | 23.3896 | 16.2515 | 9.7834 | 12.9006 | 12.9006 | 2831.3328 | 23.3896 | 0 | 2451.2178 | 380.1151 | 0 | 301.7396 | 0 | 0 | 150.8307 | 0 | 0 | 2451.2178 | 380.1151 | 0 | 301.7396 | 0 | 0 | 0.46779 | 0.026758
2018-11-30 11:00 | 11 | 11 | 6 | 0 | 1 | 0.54949 | 176.1499 | 176.1499 | 27.4743 | 16.2515 | 9.7834 | 12.9006 | 12.9006 | 2862.693 | 27.4743 | 0 | 2416.1956 | 446.4974 | 0 | 354.4346 | 0 | 0 | 148.6756 | 0 | 0 | 2416.1956 | 446.4974 | 0 | 354.4346 | 0 | 0 | 0.54949 | 0.28058
2018-11-30 12:00 | 11 | 12 | 6 | 0 | 1 | 0.57146 | 170.7669 | 170.7669 | 28.5729 | 16.2515 | 9.7834 | 12.9006 | 12.9006 | 2775.2112 | 28.5729 | 0 | 2310.86 | 464.3512 | 0 | 368.6072 | 0 | 0 | 142.194 | 0 | 0 | 2310.86 | 464.3512 | 0 | 368.6072 | 0 | 0 | 0.57146 | 0.44377
2018-11-30 13:00 | 11 | 13 | 6 | 0 | 1 | 0.19652 | 158.553 | 158.553 | 9.826 | 16.2515 | 9.7834 | 12.9006 | 12.9006 | 2576.7174 | 9.826 | 0 | 2417.0306 | 159.6868 | 0 | 126.7612 | 0 | 0 | 148.727 | 0 | 0 | 2417.0306 | 159.6868 | 0 | 126.7612 | 0 | 0 | 0.19652 | 0.42243
2018-11-30 14:00 | 11 | 14 | 6 | 0 | 1 | 0.11482 | 145.0346 | 145.0346 | 5.7409 | 16.2515 | 9.7834 | 12.9006 | 12.9006 | 2357.0236 | 5.7409 | 0 | 2263.7264 | 93.2972 | 0 | 74.0603 | 0 | 0 | 139.2938 | 0 | 0 | 2263.7264 | 93.2972 | 0 | 74.0603 | 0 | 0 | 0.11482 | 0.34163
2018-11-30 15:00 | 11 | 15 | 6 | 0 | 1 | 0.12289 | 128.22 | 128.22 | 6.1444 | 16.2515 | 9.7834 | 12.9006 | 12.9006 | 2083.7612 | 6.1444 | 0 | 1983.905 | 99.8563 | 0 | 79.267 | 0 | 0 | 122.0755 | 0 | 0 | 1983.905 | 99.8563 | 0 | 79.267 | 0 | 0 | 0.12289 | 0.22186
2018-11-30 16:00 | 11 | 16 | 6 | 0 | 1 | 0.033014 | 113.799 | 113.799 | 1.6507 | 16.2515 | 9.7834 | 12.9006 | 12.9006 | 1849.3987 | 1.6507 | 0 | 1822.5726 | 26.8261 | 0 | 21.2949 | 0 | 0 | 112.1483 | 0 | 0 | 1822.5726 | 26.8261 | 0 | 21.2949 | 0 | 0 | 0.033014 | 0.059449
2018-11-30 17:00 | 11 | 17 | 6 | 0 | 1 | 0 | 117.7269 | 117.7269 | 0 | 16.2515 | 9.7834 | 12.9006 | 12.9006 | 1913.2334 | 0 | 0 | 1913.2334 | 0 | 0 | 0 | 0 | 0 | 117.7269 | 0 | 0 | 1913.2334 | 0 | 0 | 0 | 0 | 0 | 0 | 0
2018-11-30 18:00 | 11 | 18 | 6 | 0 | 1 | 0 | 109.218 | 109.218 | 0 | 16.2515 | 9.7834 | 12.9006 | 12.9006 | 1774.9521 | 0 | 0 | 1774.9521 | 0 | 0 | 0 | 0 | 0 | 109.218 | 0 | 0 | 1774.9521 | 0 | 0 | 0 | 0 | 0 | 0 | 0
2018-11-30 19:00 | 11 | 19 | 6 | 0 | 0 | 0 | 102.4301 | 102.4301 | 0 | 16.2515 | 9.7834 | 12.9006 | 12.9006 | 1664.6386 | 0 | 0 | 1664.6386 | 0 | 0 | 0 | 0 | 0 | 102.4301 | 0 | 0 | 1664.6386 | 0 | 0 | 0 | 0 | 0 | 0 | 0
2018-11-30 20:00 | 11 | 20 | 6 | 0 | 0 | 0 | 98.1712 | 98.1712 | 0 | 16.2515 | 9.7834 | 12.9006 | 12.9006 | 1595.4254 | 0 | 0 | 1595.4254 | 0 | 0 | 0 | 0 | 0 | 98.1712 | 0 | 0 | 1595.4254 | 0 | 0 | 0 | 0 | 0 | 0 | 0
2018-11-30 21:00 | 11 | 21 | 6 | 0 | 0 | 0 | 85.6191 | 85.6191 | 0 | 16.2515 | 9.7834 | 12.9006 | 12.9006 | 1391.435 | 0 | 0 | 1391.435 | 0 | 0 | 0 | 0 | 0 | 85.6191 | 0 | 0 | 1391.435 | 0 | 0 | 0 | 0 | 0 | 0 | 0
2018-11-30 22:00 | 11 | 22 | 6 | 0 | 0 | 0 | 80.2005 | 80.2005 | 0 | 16.2515 | 9.7834 | 12.9006 | 12.9006 | 1303.3757 | 0 | 0 | 1303.3757 | 0 | 0 | 0 | 0 | 0 | 80.2005 | 0 | 0 | 1303.3757 | 0 | 0 | 0 | 0 | 0 | 0 | 0
2018-11-30 23:00 | 11 | 23 | 6 | 0 | 0 | 0 | 78.7917 | 78.7917 | 0 | 16.2515 | 9.7834 | 12.9006 | 12.9006 | 1280.4799 | 0 | 0 | 1280.4799 | 0 | 0 | 0 | 0 | 0 | 78.7917 | 0 | 0 | 1280.4799 | 0 | 0 | 0 | 0 | 0 | 0 | 0
2018-12-01 | 12 | 0 | 7 | 0 | 0 | 0 | 71.6085 | 71.6085 | 0 | 16.2515 | 9.7834 | 12.9006 | 12.9006 | 1163.7423 | 0 | 0 | 1163.7423 | 0 | 0 | 0 | 0 | 0 | 71.6085 | 0 | 0 | 1163.7423 | 0 | 0 | 0 | 0 | 0 | 0 | 0
2018-12-01 01:00 | 12 | 1 | 7 | 0 | 0 | 0 | 67.7295 | 67.7295 | 0 | 16.2515 | 9.7834 | 12.9006 | 12.9006 | 1100.7023 | 0 | 0 | 1100.7023 | 0 | 0 | 0 | 0 | 0 | 67.7295 | 0 | 0 | 1100.7023 | 0 | 0 | 0 | 0 | 0 | 0 | 0
2018-12-01 02:00 | 12 | 2 | 7 | 0 | 0 | 0 | 66.9437 | 66.9437 | 0 | 16.2515 | 9.7834 | 12.9006 | 12.9006 | 1087.9323 | 0 | 0 | 1087.9323 | 0 | 0 | 0 | 0 | 0 | 66.9437 | 0 | 0 | 1087.9323 | 0 | 0 | 0 | 0 | 0 | 0 | 0
2018-12-01 03:00 | 12 | 3 | 7 | 0 | 0 | 0 | 65.7298 | 65.7298 | 0 | 16.2515 | 9.7834 | 12.9006 | 12.9006 | 1068.2052 | 0 | 0 | 1068.2052 | 0 | 0 | 0 | 0 | 0 | 65.7298 | 0 | 0 | 1068.2052 | 0 | 0 | 0 | 0 | 0 | 0 | 0
2018-12-01 04:00 | 12 | 4 | 7 | 0 | 0 | 0 | 64.9425 | 64.9425 | 0 | 16.2515 | 9.7834 | 12.9006 | 12.9006 | 1055.4099 | 0 | 0 | 1055.4099 | 0 | 0 | 0 | 0 | 0 | 64.9425 | 0 | 0 | 1055.4099 | 0 | 0 | 0 | 0 | 0 | 0 | 0
2018-12-01 05:00 | 12 | 5 | 7 | 0 | 0 | 0 | 64.2949 | 64.2949 | 0 | 16.2515 | 9.7834 | 12.9006 | 12.9006 | 1044.8863 | 0 | 0 | 1044.8863 | 0 | 0 | 0 | 0 | 0 | 64.2949 | 0 | 0 | 1044.8863 | 0 | 0 | 0 | 0 | 0 | 0 | 0
2018-12-01 06:00 | 12 | 6 | 7 | 0 | 0 | 0 | 83.2861 | 83.2861 | 0 | 16.2515 | 9.7834 | 12.9006 | 12.9006 | 1353.5208 | 0 | 0 | 1353.5208 | 0 | 0 | 0 | 0 | 0 | 83.2861 | 0 | 0 | 1353.5208 | 0 | 0 | 0 | 0 | 0 | 0 | 0
2018-12-01 07:00 | 12 | 7 | 7 | 0 | 0 | 0 | 80.4171 | 80.4171 | 0 | 16.2515 | 9.7834 | 12.9006 | 12.9006 | 1306.8948 | 0 | 0 | 1306.8948 | 0 | 0 | 0 | 0 | 0 | 80.4171 | 0 | 0 | 1306.8948 | 0 | 0 | 0 | 0 | 0 | 0 | 0
2018-12-01 08:00 | 12 | 8 | 7 | 0 | 0 | 0.14091 | 58.6264 | 58.6264 | 7.0455 | 16.2515 | 9.7834 | 12.9006 | 12.9006 | 952.7638 | 7.0455 | 0 | 838.265 | 114.4988 | 0 | 90.8904 | 0 | 0 | 51.5809 | 0 | 0 | 838.265 | 114.4988 | 0 | 90.8904 | 0 | 0 | 0.14091 | 0.025107
2018-12-01 09:00 | 12 | 9 | 7 | 0 | 0 | 0.33838 | 55.8549 | 55.8549 | 16.9189 | 16.2515 | 9.7834 | 12.9006 | 12.9006 | 907.7237 | 16.9189 | 0 | 632.7661 | 274.9576 | 0 | 218.2644 | 0 | 0 | 38.936 | 0 | 0 | 632.7661 | 274.9576 | 0 | 218.2644 | 0 | 0 | 0.33838 | 0.24016
2018-12-01 10:00 | 12 | 10 | 7 | 0 | 0 | 0.47213 | 54.7637 | 54.7637 | 23.6067 | 16.2515 | 9.7834 | 12.9006 | 12.9006 | 889.9899 | 23.6067 | 0 | 506.3466 | 383.6433 | 0 | 304.5403 | 0 | 0 | 31.157 | 0 | 0 | 506.3466 | 383.6433 | 0 | 304.5403 | 0 | 0 | 0.47213 | 0.29806
2018-12-01 11:00 | 12 | 11 | 7 | 0 | 1 | 0.5519 | 55.6729 | 55.6729 | 27.5953 | 16.2515 | 9.7834 | 12.9006 | 12.9006 | 904.7651 | 27.5953 | 0 | 456.3021 | 448.463 | 0 | 355.995 | 0 | 0 | 28.0776 | 0 | 0 | 456.3021 | 448.463 | 0 | 355.995 | 0 | 0 | 0.5519 | 0.3659
2018-12-01 12:00 | 12 | 12 | 7 | 0 | 1 | 0.57704 | 54.7337 | 54.7337 | 28.8521 | 16.2515 | 9.7834 | 12.9006 | 12.9006 | 889.5031 | 28.8521 | 0 | 420.6144 | 468.8886 | 0 | 372.2091 | 0 | 0 | 25.8816 | 0 | 0 | 420.6144 | 468.8886 | 0 | 372.2091 | 0 | 0 | 0.57704 | 0.37042
2018-12-01 13:00 | 12 | 13 | 7 | 0 | 1 | 0.43833 | 53.0746 | 53.0746 | 21.9164 | 16.2515 | 9.7834 | 12.9006 | 12.9006 | 862.5391 | 21.9164 | 0 | 506.3665 | 356.1726 | 0 | 282.7338 | 0 | 0 | 31.1582 | 0 | 0 | 506.3665 | 356.1726 | 0 | 282.7338 | 0 | 0 | 0.43833 | 0.40791
2018-12-01 14:00 | 12 | 14 | 7 | 0 | 1 | 0.27112 | 53.7642 | 53.7642 | 13.5558 | 16.2515 | 9.7834 | 12.9006 | 12.9006 | 873.7459 | 13.5558 | 0 | 653.4436 | 220.3023 | 0 | 174.8784 | 0 | 0 | 40.2083 | 0 | 0 | 653.4436 | 220.3023 | 0 | 174.8784 | 0 | 0 | 0.27112 | 0.33922
2018-12-01 15:00 | 12 | 15 | 7 | 0 | 1 | 0.14759 | 54.415 | 54.415 | 7.3793 | 16.2515 | 9.7834 | 12.9006 | 12.9006 | 884.3227 | 7.3793 | 0 | 764.3975 | 119.9252 | 0 | 95.198 | 0 | 0 | 47.0356 | 0 | 0 | 764.3975 | 119.9252 | 0 | 95.198 | 0 | 0 | 0.14759 | 0.21094
2018-12-01 16:00 | 12 | 16 | 7 | 0 | 1 | 0.082657 | 54.5757 | 54.5757 | 4.1328 | 16.2515 | 9.7834 | 12.9006 | 12.9006 | 886.9344 | 4.1328 | 0 | 819.7697 | 67.1648 | 0 | 53.3161 | 0 | 0 | 50.4428 | 0 | 0 | 819.7697 | 67.1648 | 0 | 53.3161 | 0 | 0 | 0.082657 | 0.053882
2018-12-01 17:00 | 12 | 17 | 7 | 0 | 1 | 0 | 74.9298 | 74.9298 | 0 | 16.2515 | 9.7834 | 12.9006 | 12.9006 | 1217.7192 | 0 | 0 | 1217.7192 | 0 | 0 | 0 | 0 | 0 | 74.9298 | 0 | 0 | 1217.7192 | 0 | 0 | 0 | 0 | 0 | 0 | 0
2018-12-01 18:00 | 12 | 18 | 7 | 0 | 1 | 0 | 79.1687 | 79.1687 | 0 | 16.2515 | 9.7834 | 12.9006 | 12.9006 | 1286.6062 | 0 | 0 | 1286.6062 | 0 | 0 | 0 | 0 | 0 | 79.1687 | 0 | 0 | 1286.6062 | 0 | 0 | 0 | 0 | 0 | 0 | 0
2018-12-01 19:00 | 12 | 19 | 7 | 0 | 0 | 0 | 81.5046 | 81.5046 | 0 | 16.2515 | 9.7834 | 12.9006 | 12.9006 | 1324.5691 | 0 | 0 | 1324.5691 | 0 | 0 | 0 | 0 | 0 | 81.5046 | 0 | 0 | 1324.5691 | 0 | 0 | 0 | 0 | 0 | 0 | 0
2018-12-01 20:00 | 12 | 20 | 7 | 0 | 0 | 0 | 84.7688 | 84.7688 | 0 | 16.2515 | 9.7834 | 12.9006 | 12.9006 | 1377.6161 | 0 | 0 | 1377.6161 | 0 | 0 | 0 | 0 | 0 | 84.7688 | 0 | 0 | 1377.6161 | 0 | 0 | 0 | 0 | 0 | 0 | 0
2018-12-01 21:00 | 12 | 21 | 7 | 0 | 0 | 0 | 75.7767 | 75.7767 | 0 | 16.2515 | 9.7834 | 12.9006 | 12.9006 | 1231.482 | 0 | 0 | 1231.482 | 0 | 0 | 0 | 0 | 0 | 75.7767 | 0 | 0 | 1231.482 | 0 | 0 | 0 | 0 | 0 | 0 | 0
2018-12-01 22:00 | 12 | 22 | 7 | 0 | 0 | 0 | 73.6254 | 73.6254 | 0 | 16.2515 | 9.7834 | 12.9006 | 12.9006 | 1196.5199 | 0 | 0 | 1196.5199 | 0 | 0 | 0 | 0 | 0 | 73.6254 | 0 | 0 | 1196.5199 | 0 | 0 | 0 | 0 | 0 | 0 | 0
2018-12-01 23:00 | 12 | 23 | 7 | 0 | 0 | 0 | 73.6494 | 73.6494 | 0 | 16.2515 | 9.7834 | 12.9006 | 12.9006 | 1196.9097 | 0 | 0 | 1196.9097 | 0 | 0 | 0 | 0 | 0 | 73.6494 | 0 | 0 | 1196.9097 | 0 | 0 | 0 | 0 | 0 | 0 | 0
2018-12-02 | 12 | 0 | 1 | 0 | 0 | 0 | 67.1206 | 67.1206 | 0 | 16.2515 | 9.7834 | 12.9006 | 12.9006 | 1090.807 | 0 | 0 | 1090.807 | 0 | 0 | 0 | 0 | 0 | 67.1206 | 0 | 0 | 1090.807 | 0 | 0 | 0 | 0 | 0 | 0 | 0
2018-12-02 01:00 | 12 | 1 | 1 | 0 | 0 | 0 | 64.9734 | 64.9734 | 0 | 16.2515 | 9.7834 | 12.9006 | 12.9006 | 1055.912 | 0 | 0 | 1055.912 | 0 | 0 | 0 | 0 | 0 | 64.9734 | 0 | 0 | 1055.912 | 0 | 0 | 0 | 0 | 0 | 0 | 0
2018-12-02 02:00 | 12 | 2 | 1 | 0 | 0 | 0 | 66.1069 | 66.1069 | 0 | 16.2515 | 9.7834 | 12.9006 | 12.9006 | 1074.3339 | 0 | 0 | 1074.3339 | 0 | 0 | 0 | 0 | 0 | 66.1069 | 0 | 0 | 1074.3339 | 0 | 0 | 0 | 0 | 0 | 0 | 0
2018-12-02 03:00 | 12 | 3 | 1 | 0 | 0 | 0 | 65.0302 | 65.0302 | 0 | 16.2515 | 9.7834 | 12.9006 | 12.9006 | 1056.8361 | 0 | 0 | 1056.8361 | 0 | 0 | 0 | 0 | 0 | 65.0302 | 0 | 0 | 1056.8361 | 0 | 0 | 0 | 0 | 0 | 0 | 0
2018-12-02 04:00 | 12 | 4 | 1 | 0 | 0 | 0 | 65.0594 | 65.0594 | 0 | 16.2515 | 9.7834 | 12.9006 | 12.9006 | 1057.3105 | 0 | 0 | 1057.3105 | 0 | 0 | 0 | 0 | 0 | 65.0594 | 0 | 0 | 1057.3105 | 0 | 0 | 0 | 0 | 0 | 0 | 0
2018-12-02 05:00 | 12 | 5 | 1 | 0 | 0 | 0 | 66.2109 | 66.2109 | 0 | 16.2515 | 9.7834 | 12.9006 | 12.9006 | 1076.024 | 0 | 0 | 1076.024 | 0 | 0 | 0 | 0 | 0 | 66.2109 | 0 | 0 | 1076.024 | 0 | 0 | 0 | 0 | 0 | 0 | 0
2018-12-02 06:00 | 12 | 6 | 1 | 0 | 0 | 0 | 85.8539 | 85.8539 | 0 | 16.2515 | 9.7834 | 12.9006 | 12.9006 | 1395.2502 | 0 | 0 | 1395.2502 | 0 | 0 | 0 | 0 | 0 | 85.8539 | 0 | 0 | 1395.2502 | 0 | 0 | 0 | 0 | 0 | 0 | 0
2018-12-02 07:00 | 12 | 7 | 1 | 0 | 0 | 0 | 82.3752 | 82.3752 | 0 | 16.2515 | 9.7834 | 12.9006 | 12.9006 | 1338.7169 | 0 | 0 | 1338.7169 | 0 | 0 | 0 | 0 | 0 | 82.3752 | 0 | 0 | 1338.7169 | 0 | 0 | 0 | 0 | 0 | 0 | 0
2018-12-02 08:00 | 12 | 8 | 1 | 0 | 0 | 0.12637 | 60.3019 | 60.3019 | 6.3184 | 16.2515 | 9.7834 | 12.9006 | 12.9006 | 979.9937 | 6.3184 | 0 | 877.3105 | 102.6832 | 0 | 81.5111 | 0 | 0 | 53.9835 | 0 | 0 | 877.3105 | 102.6832 | 0 | 81.5111 | 0 | 0 | 0.12637 | 0.057384
2018-12-02 09:00 | 12 | 9 | 1 | 0 | 0 | 0.11328 | 56.5915 | 56.5915 | 5.6642 | 16.2515 | 9.7834 | 12.9006 | 12.9006 | 919.6946 | 5.6642 | 0 | 827.6431 | 92.0515 | 0 | 73.0715 | 0 | 0 | 50.9273 | 0 | 0 | 827.6431 | 92.0515 | 0 | 73.0715 | 0 | 0 | 0.11328 | 0.16163
2018-12-02 10:00 | 12 | 10 | 1 | 0 | 0 | 0.49488 | 54.2569 | 54.2569 | 24.7439 | 16.2515 | 9.7834 | 12.9006 | 12.9006 | 881.7542 | 24.7439 | 0 | 479.6306 | 402.1236 | 0 | 319.2102 | 0 | 0 | 29.5131 | 0 | 0 | 479.6306 | 402.1236 | 0 | 319.2102 | 0 | 0 | 0.49488 | 0.23914
2018-12-02 11:00 | 12 | 11 | 1 | 0 | 1 | 0.56983 | 53.151 | 53.151 | 28.4916 | 16.2515 | 9.7834 | 12.9006 | 12.9006 | 863.7805 | 28.4916 | 0 | 400.7505 | 463.03 | 0 | 367.5584 | 0 | 0 | 24.6594 | 0 | 0 | 400.7505 | 463.03 | 0 | 367.5584 | 0 | 0 | 0.56983 | 0.32912
2018-12-02 12:00 | 12 | 12 | 1 | 0 | 1 | 0.39705 | 51.7585 | 51.7585 | 19.8525 | 16.2515 | 9.7834 | 12.9006 | 12.9006 | 841.1514 | 19.8525 | 0 | 518.5194 | 322.632 | 0 | 256.1089 | 0 | 0 | 31.906 | 0 | 0 | 518.5194 | 322.632 | 0 | 256.1089 | 0 | 0 | 0.39705 | 0.27943
2018-12-02 13:00 | 12 | 13 | 1 | 0 | 1 | 0.55119 | 50.185 | 50.185 | 27.5593 | 16.2515 | 9.7834 | 12.9006 | 12.9006 | 815.5786 | 27.5593 | 0 | 367.6991 | 447.8796 | 0 | 355.5318 | 0 | 0 | 22.6256 | 0 | 0 | 367.6991 | 447.8796 | 0 | 355.5318 | 0 | 0 | 0.55119 | 0.39838
2018-12-02 14:00 | 12 | 14 | 1 | 0 | 1 | 0.46235 | 49.8562 | 49.8562 | 23.1173 | 16.2515 | 9.7834 | 12.9006 | 12.9006 | 810.2357 | 23.1173 | 0 | 434.5459 | 375.6898 | 0 | 298.2268 | 0 | 0 | 26.7389 | 0 | 0 | 434.5459 | 375.6898 | 0 | 298.2268 | 0 | 0 | 0.46235 | 0.2656
2018-12-02 15:00 | 12 | 15 | 1 | 0 | 1 | 0.30718 | 50.3347 | 50.3347 | 15.3591 | 16.2515 | 9.7834 | 12.9006 | 12.9006 | 818.013 | 15.3591 | 0 | 568.4044 | 249.6086 | 0 | 198.1421 | 0 | 0 | 34.9756 | 0 | 0 | 568.4044 | 249.6086 | 0 | 198.1421 | 0 | 0 | 0.30718 | 0.12183
2018-12-02 16:00 | 12 | 16 | 1 | 0 | 1 | 0.089777 | 51.5393 | 51.5393 | 4.4889 | 16.2515 | 9.7834 | 12.9006 | 12.9006 | 837.5884 | 4.4889 | 0 | 764.6378 | 72.9505 | 0 | 57.9089 | 0 | 0 | 47.0504 | 0 | 0 | 764.6378 | 72.9505 | 0 | 57.9089 | 0 | 0 | 0.089777 | 0.050531
2018-12-02 17:00 | 12 | 17 | 1 | 0 | 1 | 0 | 72.141 | 72.141 | 0 | 16.2515 | 9.7834 | 12.9006 | 12.9006 | 1172.3964 | 0 | 0 | 1172.3964 | 0 | 0 | 0 | 0 | 0 | 72.141 | 0 | 0 | 1172.3964 | 0 | 0 | 0 | 0 | 0 | 0 | 0
2018-12-02 18:00 | 12 | 18 | 1 | 0 | 1 | 0 | 75.6662 | 75.6662 | 0 | 16.2515 | 9.7834 | 12.9006 | 12.9006 | 1229.6853 | 0 | 0 | 1229.6853 | 0 | 0 | 0 | 0 | 0 | 75.6662 | 0 | 0 | 1229.6853 | 0 | 0 | 0 | 0 | 0 | 0 | 0
2018-12-02 19:00 | 12 | 19 | 1 | 0 | 0 | 0 | 77.3111 | 77.3111 | 0 | 16.2515 | 9.7834 | 12.9006 | 12.9006 | 1256.4186 | 0 | 0 | 1256.4186 | 0 | 0 | 0 | 0 | 0 | 77.3111 | 0 | 0 | 1256.4186 | 0 | 0 | 0 | 0 | 0 | 0 | 0
2018-12-02 20:00 | 12 | 20 | 1 | 0 | 0 | 0 | 79.4519 | 79.4519 | 0 | 16.2515 | 9.7834 | 12.9006 | 12.9006 | 1291.2091 | 0 | 0 | 1291.2091 | 0 | 0 | 0 | 0 | 0 | 79.4519 | 0 | 0 | 1291.2091 | 0 | 0 | 0 | 0 | 0 | 0 | 0
2018-12-02 21:00 | 12 | 21 | 1 | 0 | 0 | 0 | 68.5448 | 68.5448 | 0 | 16.2515 | 9.7834 | 12.9006 | 12.9006 | 1113.9527 | 0 | 0 | 1113.9527 | 0 | 0 | 0 | 0 | 0 | 68.5448 | 0 | 0 | 1113.9527 | 0 | 0 | 0 | 0 | 0 | 0 | 0
2018-12-02 22:00 | 12 | 22 | 1 | 0 | 0 | 0 | 66.3774 | 66.3774 | 0 | 16.2515 | 9.7834 | 12.9006 | 12.9006 | 1078.7295 | 0 | 0 | 1078.7295 | 0 | 0 | 0 | 0 | 0 | 66.3774 | 0 | 0 | 1078.7295 | 0 | 0 | 0 | 0 | 0 | 0 | 0
2018-12-02 23:00 | 12 | 23 | 1 | 0 | 0 | 0 | 67.664 | 67.664 | 0 | 16.2515 | 9.7834 | 12.9006 | 12.9006 | 1099.6385 | 0 | 0 | 1099.6385 | 0 | 0 | 0 | 0 | 0 | 67.664 | 0 | 0 | 1099.6385 | 0 | 0 | 0 | 0 | 0 | 0 | 0
2018-12-03 | 12 | 0 | 2 | 0 | 0 | 0 | 78.5465 | 78.5465 | 0 | 16.2515 | 9.7834 | 12.9006 | 12.9006 | 1276.495 | 0 | 0 | 1276.495 | 0 | 0 | 0 | 0 | 0 | 78.5465 | 0 | 0 | 1276.495 | 0 | 0 | 0 | 0 | 0 | 0 | 0
2018-12-03 01:00 | 12 | 1 | 2 | 0 | 0 | 0 | 82.2843 | 82.2843 | 0 | 16.2515 | 9.7834 | 12.9006 | 12.9006 | 1337.2403 | 0 | 0 | 1337.2403 | 0 | 0 | 0 | 0 | 0 | 82.2843 | 0 | 0 | 1337.2403 | 0 | 0 | 0 | 0 | 0 | 0 | 0
2018-12-03 02:00 | 12 | 2 | 2 | 0 | 0 | 0 | 82.7741 | 82.7741 | 0 | 16.2515 | 9.7834 | 12.9006 | 12.9006 | 1345.2003 | 0 | 0 | 1345.2003 | 0 | 0 | 0 | 0 | 0 | 82.7741 | 0 | 0 | 1345.2003 | 0 | 0 | 0 | 0 | 0 | 0 | 0
2018-12-03 03:00 | 12 | 3 | 2 | 0 | 0 | 0 | 85.8853 | 85.8853 | 0 | 16.2515 | 9.7834 | 12.9006 | 12.9006 | 1395.7606 | 0 | 0 | 1395.7606 | 0 | 0 | 0 | 0 | 0 | 85.8853 | 0 | 0 | 1395.7606 | 0 | 0 | 0 | 0 | 0 | 0 | 0
2018-12-03 04:00 | 12 | 4 | 2 | 0 | 0 | 0 | 93.2917 | 93.2917 | 0 | 16.2515 | 9.7834 | 12.9006 | 12.9006 | 1516.1257 | 0 | 0 | 1516.1257 | 0 | 0 | 0 | 0 | 0 | 93.2917 | 0 | 0 | 1516.1257 | 0 | 0 | 0 | 0 | 0 | 0 | 0
2018-12-03 05:00 | 12 | 5 | 2 | 0 | 0 | 0 | 106.832 | 106.832 | 0 | 16.2515 | 9.7834 | 12.9006 | 12.9006 | 1736.1749 | 0 | 0 | 1736.1749 | 0 | 0 | 0 | 0 | 0 | 106.832 | 0 | 0 | 1736.1749 | 0 | 0 | 0 | 0 | 0 | 0 | 0
2018-12-03 06:00 | 12 | 6 | 2 | 0 | 0 | 0 | 142.7341 | 142.7341 | 0 | 16.2515 | 9.7834 | 12.9006 | 12.9006 | 2319.6378 | 0 | 0 | 2319.6378 | 0 | 0 | 0 | 0 | 0 | 142.7341 | 0 | 0 | 2319.6378 | 0 | 0 | 0 | 0 | 0 | 0 | 0
2018-12-03 07:00 | 12 | 7 | 2 | 0 | 0 | 0 | 159.7112 | 159.7112 | 0 | 16.2515 | 9.7834 | 12.9006 | 12.9006 | 2595.54 | 0 | 0 | 2595.54 | 0 | 0 | 0 | 0 | 0 | 159.7112 | 0 | 0 | 2595.54 | 0 | 0 | 0 | 0 | 0 | 0 | 0
2018-12-03 08:00 | 12 | 8 | 2 | 0 | 0 | 0.013381 | 156.8562 | 156.8562 | 0.66904 | 16.2515 | 9.7834 | 12.9006 | 12.9006 | 2549.1424 | 0.66904 | 0 | 2538.2696 | 10.8728 | 0 | 8.6309 | 0 | 0 | 156.1872 | 0 | 0 | 2538.2696 | 10.8728 | 0 | 8.6309 | 0 | 0 | 0.013381 | 0.074228
2018-12-03 09:00 | 12 | 9 | 2 | 0 | 0 | 0.015943 | 168.6851 | 168.6851 | 0.79714 | 16.2515 | 9.7834 | 12.9006 | 12.9006 | 2741.378 | 0.79714 | 0 | 2728.4234 | 12.9546 | 0 | 10.2835 | 0 | 0 | 167.8879 | 0 | 0 | 2728.4234 | 12.9546 | 0 | 10.2835 | 0 | 0 | 0.015943 | 0.21187
2018-12-03 10:00 | 12 | 10 | 2 | 0 | 0 | 0.075183 | 176.2913 | 176.2913 | 3.7591 | 16.2515 | 9.7834 | 12.9006 | 12.9006 | 2864.9897 | 3.7591 | 0 | 2803.8982 | 61.0915 | 0 | 48.4951 | 0 | 0 | 172.5321 | 0 | 0 | 2803.8982 | 61.0915 | 0 | 48.4951 | 0 | 0 | 0.075183 | 0.34612
2018-12-03 11:00 | 12 | 11 | 2 | 0 | 1 | 0.056267 | 177.1614 | 177.1614 | 2.8134 | 16.2515 | 9.7834 | 12.9006 | 12.9006 | 2879.1311 | 2.8134 | 0 | 2833.4098 | 45.7213 | 0 | 36.2941 | 0 | 0 | 174.3481 | 0 | 0 | 2833.4098 | 45.7213 | 0 | 36.2941 | 0 | 0 | 0.056267 | 0.40393
2018-12-03 12:00 | 12 | 12 | 2 | 0 | 1 | 0.087992 | 171.7108 | 171.7108 | 4.3996 | 16.2515 | 9.7834 | 12.9006 | 12.9006 | 2790.5498 | 4.3996 | 0 | 2719.0502 | 71.4997 | 0 | 56.7572 | 0 | 0 | 167.3112 | 0 | 0 | 2719.0502 | 71.4997 | 0 | 56.7572 | 0 | 0 | 0.087992 | 0.42368
2018-12-03 13:00 | 12 | 13 | 2 | 0 | 1 | 0.06503 | 159.8536 | 159.8536 | 3.2515 | 16.2515 | 9.7834 | 12.9006 | 12.9006 | 2597.8539 | 3.2515 | 0 | 2545.0123 | 52.8416 | 0 | 41.9463 | 0 | 0 | 156.6021 | 0 | 0 | 2545.0123 | 52.8416 | 0 | 41.9463 | 0 | 0 | 0.06503 | 0.41671
2018-12-03 14:00 | 12 | 14 | 2 | 0 | 1 | 0.037175 | 146.0349 | 146.0349 | 1.8587 | 16.2515 | 9.7834 | 12.9006 | 12.9006 | 2373.2806 | 1.8587 | 0 | 2343.0732 | 30.2074 | 0 | 23.979 | 0 | 0 | 144.1762 | 0 | 0 | 2343.0732 | 30.2074 | 0 | 23.979 | 0 | 0 | 0.037175 | 0.30887
2018-12-03 15:00 | 12 | 15 | 2 | 0 | 1 | 0.0042117 | 128.4673 | 128.4673 | 0.21058 | 16.2515 | 9.7834 | 12.9006 | 12.9006 | 2087.7815 | 0.21058 | 0 | 2084.3592 | 3.4223 | 0 | 2.7167 | 0 | 0 | 128.2568 | 0 | 0 | 2084.3592 | 3.4223 | 0 | 2.7167 | 0 | 0 | 0.0042117 | 0.24692
2018-12-03 16:00 | 12 | 16 | 2 | 0 | 1 | 0.0078207 | 112.2348 | 112.2348 | 0.39103 | 16.2515 | 9.7834 | 12.9006 | 12.9006 | 1823.9797 | 0.39103 | 0 | 1817.6249 | 6.3548 | 0 | 5.0445 | 0 | 0 | 111.8438 | 0 | 0 | 1817.6249 | 6.3548 | 0 | 5.0445 | 0 | 0 | 0.0078207 | 0.062339
2018-12-03 17:00 | 12 | 17 | 2 | 0 | 1 | 0 | 116.9022 | 116.9022 | 0 | 16.2515 | 9.7834 | 12.9006 | 12.9006 | 1899.8306 | 0 | 0 | 1899.8306 | 0 | 0 | 0 | 0 | 0 | 116.9022 | 0 | 0 | 1899.8306 | 0 | 0 | 0 | 0 | 0 | 0 | 0
2018-12-03 18:00 | 12 | 18 | 2 | 0 | 1 | 0 | 108.3021 | 108.3021 | 0 | 16.2515 | 9.7834 | 12.9006 | 12.9006 | 1760.0661 | 0 | 0 | 1760.0661 | 0 | 0 | 0 | 0 | 0 | 108.3021 | 0 | 0 | 1760.0661 | 0 | 0 | 0 | 0 | 0 | 0 | 0
2018-12-03 19:00 | 12 | 19 | 2 | 0 | 0 | 0 | 101.6503 | 101.6503 | 0 | 16.2515 | 9.7834 | 12.9006 | 12.9006 | 1651.9661 | 0 | 0 | 1651.9661 | 0 | 0 | 0 | 0 | 0 | 101.6503 | 0 | 0 | 1651.9661 | 0 | 0 | 0 | 0 | 0 | 0 | 0
2018-12-03 20:00 | 12 | 20 | 2 | 0 | 0 | 0 | 97.0522 | 97.0522 | 0 | 16.2515 | 9.7834 | 12.9006 | 12.9006 | 1577.24 | 0 | 0 | 1577.24 | 0 | 0 | 0 | 0 | 0 | 97.0522 | 0 | 0 | 1577.24 | 0 | 0 | 0 | 0 | 0 | 0 | 0
2018-12-03 21:00 | 12 | 21 | 2 | 0 | 0 | 0 | 85.0112 | 85.0112 | 0 | 16.2515 | 9.7834 | 12.9006 | 12.9006 | 1381.556 | 0 | 0 | 1381.556 | 0 | 0 | 0 | 0 | 0 | 85.0112 | 0 | 0 | 1381.556 | 0 | 0 | 0 | 0 | 0 | 0 | 0
2018-12-03 22:00 | 12 | 22 | 2 | 0 | 0 | 0 | 78.9586 | 78.9586 | 0 | 16.2515 | 9.7834 | 12.9006 | 12.9006 | 1283.1919 | 0 | 0 | 1283.1919 | 0 | 0 | 0 | 0 | 0 | 78.9586 | 0 | 0 | 1283.1919 | 0 | 0 | 0 | 0 | 0 | 0 | 0
2018-12-03 23:00 | 12 | 23 | 2 | 0 | 0 | 0 | 77.399 | 77.399 | 0 | 16.2515 | 9.7834 | 12.9006 | 12.9006 | 1257.8457 | 0 | 0 | 1257.8457 | 0 | 0 | 0 | 0 | 0 | 77.399 | 0 | 0 | 1257.8457 | 0 | 0 | 0 | 0 | 0 | 0 | 0
2018-12-04 | 12 | 0 | 3 | 0 | 0 | 0 | 77.965 | 77.965 | 0 | 16.2515 | 9.7834 | 12.9006 | 12.9006 | 1267.0443 | 0 | 0 | 1267.0443 | 0 | 0 | 0 | 0 | 0 | 77.965 | 0 | 0 | 1267.0443 | 0 | 0 | 0 | 0 | 0 | 0 | 0
2018-12-04 01:00 | 12 | 1 | 3 | 0 | 0 | 0 | 78.6638 | 78.6638 | 0 | 16.2515 | 9.7834 | 12.9006 | 12.9006 | 1278.4008 | 0 | 0 | 1278.4008 | 0 | 0 | 0 | 0 | 0 | 78.6638 | 0 | 0 | 1278.4008 | 0 | 0 | 0 | 0 | 0 | 0 | 0
2018-12-04 02:00 | 12 | 2 | 3 | 0 | 0 | 0 | 79.6616 | 79.6616 | 0 | 16.2515 | 9.7834 | 12.9006 | 12.9006 | 1294.6164 | 0 | 0 | 1294.6164 | 0 | 0 | 0 | 0 | 0 | 79.6616 | 0 | 0 | 1294.6164 | 0 | 0 | 0 | 0 | 0 | 0 | 0
2018-12-04 03:00 | 12 | 3 | 3 | 0 | 0 | 0 | 82.7872 | 82.7872 | 0 | 16.2515 | 9.7834 | 12.9006 | 12.9006 | 1345.4134 | 0 | 0 | 1345.4134 | 0 | 0 | 0 | 0 | 0 | 82.7872 | 0 | 0 | 1345.4134 | 0 | 0 | 0 | 0 | 0 | 0 | 0
2018-12-04 04:00 | 12 | 4 | 3 | 0 | 0 | 0 | 90.4872 | 90.4872 | 0 | 16.2515 | 9.7834 | 12.9006 | 12.9006 | 1470.5496 | 0 | 0 | 1470.5496 | 0 | 0 | 0 | 0 | 0 | 90.4872 | 0 | 0 | 1470.5496 | 0 | 0 | 0 | 0 | 0 | 0 | 0
2018-12-04 05:00 | 12 | 5 | 3 | 0 | 0 | 0 | 103.9518 | 103.9518 | 0 | 16.2515 | 9.7834 | 12.9006 | 12.9006 | 1689.3675 | 0 | 0 | 1689.3675 | 0 | 0 | 0 | 0 | 0 | 103.9518 | 0 | 0 | 1689.3675 | 0 | 0 | 0 | 0 | 0 | 0 | 0
2018-12-04 06:00 | 12 | 6 | 3 | 0 | 0 | 0 | 139.5666 | 139.5666 | 0 | 16.2515 | 9.7834 | 12.9006 | 12.9006 | 2268.1599 | 0 | 0 | 2268.1599 | 0 | 0 | 0 | 0 | 0 | 139.5666 | 0 | 0 | 2268.1599 | 0 | 0 | 0 | 0 | 0 | 0 | 0
2018-12-04 07:00 | 12 | 7 | 3 | 0 | 0 | 0 | 158.8689 | 158.8689 | 0 | 16.2515 | 9.7834 | 12.9006 | 12.9006 | 2581.8513 | 0 | 0 | 2581.8513 | 0 | 0 | 0 | 0 | 0 | 158.8689 | 0 | 0 | 2581.8513 | 0 | 0 | 0 | 0 | 0 | 0 | 0
2018-12-04 08:00 | 12 | 8 | 3 | 0 | 0 | 0.0022193 | 157.0095 | 157.0095 | 0.11097 | 16.2515 | 9.7834 | 12.9006 | 12.9006 | 2551.6334 | 0.11097 | 0 | 2549.83 | 1.8034 | 0 | 1.4315 | 0 | 0 | 156.8986 | 0 | 0 | 2549.83 | 1.8034 | 0 | 1.4315 | 0 | 0 | 0.0022193 | 0.026608
2018-12-04 09:00 | 12 | 9 | 3 | 0 | 0 | 0.019599 | 168.8127 | 168.8127 | 0.97993 | 16.2515 | 9.7834 | 12.9006 | 12.9006 | 2743.4518 | 0.97993 | 0 | 2727.5266 | 15.9252 | 0 | 12.6416 | 0 | 0 | 167.8327 | 0 | 0 | 2727.5266 | 15.9252 | 0 | 12.6416 | 0 | 0 | 0.019599 | 0.14178
2018-12-04 10:00 | 12 | 10 | 3 | 0 | 0 | 0.075613 | 177.8886 | 177.8886 | 3.7806 | 16.2515 | 9.7834 | 12.9006 | 12.9006 | 2890.9494 | 3.7806 | 0 | 2829.5086 | 61.4408 | 0 | 48.7724 | 0 | 0 | 174.108 | 0 | 0 | 2829.5086 | 61.4408 | 0 | 48.7724 | 0 | 0 | 0.075613 | 0.25025
2018-12-04 11:00 | 12 | 11 | 3 | 0 | 1 | 0.064892 | 180.3419 | 180.3419 | 3.2446 | 16.2515 | 9.7834 | 12.9006 | 12.9006 | 2930.8185 | 3.2446 | 0 | 2878.0889 | 52.7296 | 0 | 41.8574 | 0 | 0 | 177.0973 | 0 | 0 | 2878.0889 | 52.7296 | 0 | 41.8574 | 0 | 0 | 0.064892 | 0.28498
2018-12-04 12:00 | 12 | 12 | 3 | 0 | 1 | 0.035142 | 174.3993 | 174.3993 | 1.7571 | 16.2515 | 9.7834 | 12.9006 | 12.9006 | 2834.2419 | 1.7571 | 0 | 2805.6866 | 28.5554 | 0 | 22.6676 | 0 | 0 | 172.6422 | 0 | 0 | 2805.6866 | 28.5554 | 0 | 22.6676 | 0 | 0 | 0.035142 | 0.32477
2018-12-04 13:00 | 12 | 13 | 3 | 0 | 1 | 0.065576 | 162.4425 | 162.4425 | 3.2788 | 16.2515 | 9.7834 | 12.9006 | 12.9006 | 2639.9274 | 3.2788 | 0 | 2586.6421 | 53.2853 | 0 | 42.2984 | 0 | 0 | 159.1637 | 0 | 0 | 2586.6421 | 53.2853 | 0 | 42.2984 | 0 | 0 | 0.065576 | 0.29877
2018-12-04 14:00 | 12 | 14 | 3 | 0 | 1 | 0.014444 | 148.4664 | 148.4664 | 0.72218 | 16.2515 | 9.7834 | 12.9006 | 12.9006 | 2412.7947 | 0.72218 | 0 | 2401.0582 | 11.7365 | 0 | 9.3165 | 0 | 0 | 147.7442 | 0 | 0 | 2401.0582 | 11.7365 | 0 | 9.3165 | 0 | 0 | 0.014444 | 0.20229
2018-12-04 15:00 | 12 | 15 | 3 | 0 | 1 | 0.0046235 | 131.2663 | 131.2663 | 0.23118 | 16.2515 | 9.7834 | 12.9006 | 12.9006 | 2133.2687 | 0.23118 | 0 | 2129.5118 | 3.757 | 0 | 2.9823 | 0 | 0 | 131.0351 | 0 | 0 | 2129.5118 | 3.757 | 0 | 2.9823 | 0 | 0 | 0.0046235 | 0.091437
2018-12-04 16:00 | 12 | 16 | 3 | 0 | 1 | 0 | 115.9825 | 115.9825 | 0 | 16.2515 | 9.7834 | 12.9006 | 12.9006 | 1884.8851 | 0 | 0 | 1884.8851 | 0 | 0 | 0 | 0 | 0 | 115.9825 | 0 | 0 | 1884.8851 | 0 | 0 | 0 | 0 | 0 | 0 | 0.015623
2018-12-04 17:00 | 12 | 17 | 3 | 0 | 1 | 0 | 119.8048 | 119.8048 | 0 | 16.2515 | 9.7834 | 12.9006 | 12.9006 | 1947.0026 | 0 | 0 | 1947.0026 | 0 | 0 | 0 | 0 | 0 | 119.8048 | 0 | 0 | 1947.0026 | 0 | 0 | 0 | 0 | 0 | 0 | 0
2018-12-04 18:00 | 12 | 18 | 3 | 0 | 1 | 0 | 110.7603 | 110.7603 | 0 | 16.2515 | 9.7834 | 12.9006 | 12.9006 | 1800.0165 | 0 | 0 | 1800.0165 | 0 | 0 | 0 | 0 | 0 | 110.7603 | 0 | 0 | 1800.0165 | 0 | 0 | 0 | 0 | 0 | 0 | 0
2018-12-04 19:00 | 12 | 19 | 3 | 0 | 0 | 0 | 104.037 | 104.037 | 0 | 16.2515 | 9.7834 | 12.9006 | 12.9006 | 1690.7529 | 0 | 0 | 1690.7529 | 0 | 0 | 0 | 0 | 0 | 104.037 | 0 | 0 | 1690.7529 | 0 | 0 | 0 | 0 | 0 | 0 | 0
2018-12-04 20:00 | 12 | 20 | 3 | 0 | 0 | 0 | 99.1542 | 99.1542 | 0 | 16.2515 | 9.7834 | 12.9006 | 12.9006 | 1611.4009 | 0 | 0 | 1611.4009 | 0 | 0 | 0 | 0 | 0 | 99.1542 | 0 | 0 | 1611.4009 | 0 | 0 | 0 | 0 | 0 | 0 | 0
2018-12-04 21:00 | 12 | 21 | 3 | 0 | 0 | 0 | 85.684 | 85.684 | 0 | 16.2515 | 9.7834 | 12.9006 | 12.9006 | 1392.4896 | 0 | 0 | 1392.4896 | 0 | 0 | 0 | 0 | 0 | 85.684 | 0 | 0 | 1392.4896 | 0 | 0 | 0 | 0 | 0 | 0 | 0
2018-12-04 22:00 | 12 | 22 | 3 | 0 | 0 | 0 | 79.7198 | 79.7198 | 0 | 16.2515 | 9.7834 | 12.9006 | 12.9006 | 1295.5635 | 0 | 0 | 1295.5635 | 0 | 0 | 0 | 0 | 0 | 79.7198 | 0 | 0 | 1295.5635 | 0 | 0 | 0 | 0 | 0 | 0 | 0
2018-12-04 23:00 | 12 | 23 | 3 | 0 | 0 | 0 | 77.9113 | 77.9113 | 0 | 16.2515 | 9.7834 | 12.9006 | 12.9006 | 1266.1717 | 0 | 0 | 1266.1717 | 0 | 0 | 0 | 0 | 0 | 77.9113 | 0 | 0 | 1266.1717 | 0 | 0 | 0 | 0 | 0 | 0 | 0
2018-12-05 | 12 | 0 | 4 | 0 | 0 | 0 | 78.4227 | 78.4227 | 0 | 16.2515 | 9.7834 | 12.9006 | 12.9006 | 1274.4827 | 0 | 0 | 1274.4827 | 0 | 0 | 0 | 0 | 0 | 78.4227 | 0 | 0 | 1274.4827 | 0 | 0 | 0 | 0 | 0 | 0 | 0
2018-12-05 01:00 | 12 | 1 | 4 | 0 | 0 | 0 | 78.9784 | 78.9784 | 0 | 16.2515 | 9.7834 | 12.9006 | 12.9006 | 1283.5143 | 0 | 0 | 1283.5143 | 0 | 0 | 0 | 0 | 0 | 78.9784 | 0 | 0 | 1283.5143 | 0 | 0 | 0 | 0 | 0 | 0 | 0
2018-12-05 02:00 | 12 | 2 | 4 | 0 | 0 | 0 | 79.7156 | 79.7156 | 0 | 16.2515 | 9.7834 | 12.9006 | 12.9006 | 1295.4953 | 0 | 0 | 1295.4953 | 0 | 0 | 0 | 0 | 0 | 79.7156 | 0 | 0 | 1295.4953 | 0 | 0 | 0 | 0 | 0 | 0 | 0
2018-12-05 03:00 | 12 | 3 | 4 | 0 | 0 | 0 | 83.0351 | 83.0351 | 0 | 16.2515 | 9.7834 | 12.9006 | 12.9006 | 1349.442 | 0 | 0 | 1349.442 | 0 | 0 | 0 | 0 | 0 | 83.0351 | 0 | 0 | 1349.442 | 0 | 0 | 0 | 0 | 0 | 0 | 0
2018-12-05 04:00 | 12 | 4 | 4 | 0 | 0 | 0 | 91.0984 | 91.0984 | 0 | 16.2515 | 9.7834 | 12.9006 | 12.9006 | 1480.482 | 0 | 0 | 1480.482 | 0 | 0 | 0 | 0 | 0 | 91.0984 | 0 | 0 | 1480.482 | 0 | 0 | 0 | 0 | 0 | 0 | 0
2018-12-05 05:00 | 12 | 5 | 4 | 0 | 0 | 0 | 105.2067 | 105.2067 | 0 | 16.2515 | 9.7834 | 12.9006 | 12.9006 | 1709.7623 | 0 | 0 | 1709.7623 | 0 | 0 | 0 | 0 | 0 | 105.2067 | 0 | 0 | 1709.7623 | 0 | 0 | 0 | 0 | 0 | 0 | 0
2018-12-05 06:00 | 12 | 6 | 4 | 0 | 0 | 0 | 142.4391 | 142.4391 | 0 | 16.2515 | 9.7834 | 12.9006 | 12.9006 | 2314.8431 | 0 | 0 | 2314.8431 | 0 | 0 | 0 | 0 | 0 | 142.4391 | 0 | 0 | 2314.8431 | 0 | 0 | 0 | 0 | 0 | 0 | 0
2018-12-05 07:00 | 12 | 7 | 4 | 0 | 0 | 0 | 159.7814 | 159.7814 | 0 | 16.2515 | 9.7834 | 12.9006 | 12.9006 | 2596.6804 | 0 | 0 | 2596.6804 | 0 | 0 | 0 | 0 | 0 | 159.7814 | 0 | 0 | 2596.6804 | 0 | 0 | 0 | 0 | 0 | 0 | 0
2018-12-05 08:00 | 12 | 8 | 4 | 0 | 0 | 0.0022896 | 157.9952 | 157.9952 | 0.11448 | 16.2515 | 9.7834 | 12.9006 | 12.9006 | 2567.6522 | 0.11448 | 0 | 2565.7918 | 1.8605 | 0 | 1.4769 | 0 | 0 | 157.8807 | 0 | 0 | 2565.7918 | 1.8605 | 0 | 1.4769 | 0 | 0 | 0.0022896 | 0.012326
2018-12-05 09:00 | 12 | 9 | 4 | 0 | 0 | 0.035 | 171.1983 | 171.1983 | 1.75 | 16.2515 | 9.7834 | 12.9006 | 12.9006 | 2782.2211 | 1.75 | 0 | 2753.7815 | 28.4396 | 0 | 22.5757 | 0 | 0 | 169.4483 | 0 | 0 | 2753.7815 | 28.4396 | 0 | 22.5757 | 0 | 0 | 0.035 | 0.077416
2018-12-05 10:00 | 12 | 10 | 4 | 0 | 0 | 0.04308 | 180.0371 | 180.0371 | 2.154 | 16.2515 | 9.7834 | 12.9006 | 12.9006 | 2925.8647 | 2.154 | 0 | 2890.8587 | 35.006 | 0 | 27.7881 | 0 | 0 | 177.8831 | 0 | 0 | 2890.8587 | 35.006 | 0 | 27.7881 | 0 | 0 | 0.04308 | 0.16919
2018-12-05 11:00 | 12 | 11 | 4 | 0 | 1 | 0.039918 | 182.3387 | 182.3387 | 1.9959 | 16.2515 | 9.7834 | 12.9006 | 12.9006 | 2963.27 | 1.9959 | 0 | 2930.8334 | 32.4366 | 0 | 25.7485 | 0 | 0 | 180.3428 | 0 | 0 | 2930.8334 | 32.4366 | 0 | 25.7485 | 0 | 0 | 0.039918 | 0.17538
2018-12-05 12:00 | 12 | 12 | 4 | 0 | 1 | 0.038349 | 177.1254 | 177.1254 | 1.9174 | 16.2515 | 9.7834 | 12.9006 | 12.9006 | 2878.5456 | 1.9174 | 0 | 2847.3846 | 31.161 | 0 | 24.736 | 0 | 0 | 175.208 | 0 | 0 | 2847.3846 | 31.161 | 0 | 24.736 | 0 | 0 | 0.038349 | 0.12885
2018-12-05 13:00 | 12 | 13 | 4 | 0 | 1 | 0.031016 | 165.7794 | 165.7794 | 1.5508 | 16.2515 | 9.7834 | 12.9006 | 12.9006 | 2694.156 | 1.5508 | 0 | 2668.9534 | 25.2026 | 0 | 20.0061 | 0 | 0 | 164.2286 | 0 | 0 | 2668.9534 | 25.2026 | 0 | 20.0061 | 0 | 0 | 0.031016 | 0.15946
2018-12-05 14:00 | 12 | 14 | 4 | 0 | 1 | 0.031203 | 152.4065 | 152.4065 | 1.5602 | 16.2515 | 9.7834 | 12.9006 | 12.9006 | 2476.8268 | 1.5602 | 0 | 2451.472 | 25.3548 | 0 | 20.1269 | 0 | 0 | 150.8463 | 0 | 0 | 2451.472 | 25.3548 | 0 | 20.1269 | 0 | 0 | 0.031203 | 0.11477
2018-12-05 15:00 | 12 | 15 | 4 | 0 | 1 | 0.014963 | 135.0619 | 135.0619 | 0.74813 | 16.2515 | 9.7834 | 12.9006 | 12.9006 | 2194.9526 | 0.74813 | 0 | 2182.7945 | 12.1581 | 0 | 9.6513 | 0 | 0 | 134.3138 | 0 | 0 | 2182.7945 | 12.1581 | 0 | 9.6513 | 0 | 0 | 0.014963 | 0.074685
2018-12-05 16:00 | 12 | 16 | 4 | 0 | 1 | 0 | 119.1187 | 119.1187 | 0 | 16.2515 | 9.7834 | 12.9006 | 12.9006 | 1935.8517 | 0 | 0 | 1935.8517 | 0 | 0 | 0 | 0 | 0 | 119.1187 | 0 | 0 | 1935.8517 | 0 | 0 | 0 | 0 | 0 | 0 | 0.010157
2018-12-05 17:00 | 12 | 17 | 4 | 0 | 1 | 0 | 123.2844 | 123.2844 | 0 | 16.2515 | 9.7834 | 12.9006 | 12.9006 | 2003.5505 | 0 | 0 | 2003.5505 | 0 | 0 | 0 | 0 | 0 | 123.2844 | 0 | 0 | 2003.5505 | 0 | 0 | 0 | 0 | 0 | 0 | 0
2018-12-05 18:00 | 12 | 18 | 4 | 0 | 1 | 0 | 114.8506 | 114.8506 | 0 | 16.2515 | 9.7834 | 12.9006 | 12.9006 | 1866.4899 | 0 | 0 | 1866.4899 | 0 | 0 | 0 | 0 | 0 | 114.8506 | 0 | 0 | 1866.4899 | 0 | 0 | 0 | 0 | 0 | 0 | 0
2018-12-05 19:00 | 12 | 19 | 4 | 0 | 0 | 0 | 107.7368 | 107.7368 | 0 | 16.2515 | 9.7834 | 12.9006 | 12.9006 | 1750.8796 | 0 | 0 | 1750.8796 | 0 | 0 | 0 | 0 | 0 | 107.7368 | 0 | 0 | 1750.8796 | 0 | 0 | 0 | 0 | 0 | 0 | 0
2018-12-05 20:00 | 12 | 20 | 4 | 0 | 0 | 0 | 102.6367 | 102.6367 | 0 | 16.2515 | 9.7834 | 12.9006 | 12.9006 | 1667.9964 | 0 | 0 | 1667.9964 | 0 | 0 | 0 | 0 | 0 | 102.6367 | 0 | 0 | 1667.9964 | 0 | 0 | 0 | 0 | 0 | 0 | 0
2018-12-05 21:00 | 12 | 21 | 4 | 0 | 0 | 0 | 88.0556 | 88.0556 | 0 | 16.2515 | 9.7834 | 12.9006 | 12.9006 | 1431.0316 | 0 | 0 | 1431.0316 | 0 | 0 | 0 | 0 | 0 | 88.0556 | 0 | 0 | 1431.0316 | 0 | 0 | 0 | 0 | 0 | 0 | 0
2018-12-05 22:00 | 12 | 22 | 4 | 0 | 0 | 0 | 81.9156 | 81.9156 | 0 | 16.2515 | 9.7834 | 12.9006 | 12.9006 | 1331.2476 | 0 | 0 | 1331.2476 | 0 | 0 | 0 | 0 | 0 | 81.9156 | 0 | 0 | 1331.2476 | 0 | 0 | 0 | 0 | 0 | 0 | 0
2018-12-05 23:00 | 12 | 23 | 4 | 0 | 0 | 0 | 81.0434 | 81.0434 | 0 | 16.2515 | 9.7834 | 12.9006 | 12.9006 | 1317.0727 | 0 | 0 | 1317.0727 | 0 | 0 | 0 | 0 | 0 | 81.0434 | 0 | 0 | 1317.0727 | 0 | 0 | 0 | 0 | 0 | 0 | 0
2018-12-06 | 12 | 0 | 5 | 0 | 0 | 0 | 81.4863 | 81.4863 | 0 | 16.2515 | 9.7834 | 12.9006 | 12.9006 | 1324.271 | 0 | 0 | 1324.271 | 0 | 0 | 0 | 0 | 0 | 81.4863 | 0 | 0 | 1324.271 | 0 | 0 | 0 | 0 | 0 | 0 | 0
2018-12-06 01:00 | 12 | 1 | 5 | 0 | 0 | 0 | 82.2595 | 82.2595 | 0 | 16.2515 | 9.7834 | 12.9006 | 12.9006 | 1336.8368 | 0 | 0 | 1336.8368 | 0 | 0 | 0 | 0 | 0 | 82.2595 | 0 | 0 | 1336.8368 | 0 | 0 | 0 | 0 | 0 | 0 | 0
2018-12-06 02:00 | 12 | 2 | 5 | 0 | 0 | 0 | 83.0407 | 83.0407 | 0 | 16.2515 | 9.7834 | 12.9006 | 12.9006 | 1349.5318 | 0 | 0 | 1349.5318 | 0 | 0 | 0 | 0 | 0 | 83.0407 | 0 | 0 | 1349.5318 | 0 | 0 | 0 | 0 | 0 | 0 | 0
2018-12-06 03:00 | 12 | 3 | 5 | 0 | 0 | 0 | 86.2379 | 86.2379 | 0 | 16.2515 | 9.7834 | 12.9006 | 12.9006 | 1401.4914 | 0 | 0 | 1401.4914 | 0 | 0 | 0 | 0 | 0 | 86.2379 | 0 | 0 | 1401.4914 | 0 | 0 | 0 | 0 | 0 | 0 | 0
2018-12-06 04:00 | 12 | 4 | 5 | 0 | 0 | 0 | 94.03 | 94.03 | 0 | 16.2515 | 9.7834 | 12.9006 | 12.9006 | 1528.1239 | 0 | 0 | 1528.1239 | 0 | 0 | 0 | 0 | 0 | 94.03 | 0 | 0 | 1528.1239 | 0 | 0 | 0 | 0 | 0 | 0 | 0
2018-12-06 05:00 | 12 | 5 | 5 | 0 | 0 | 0 | 107.8654 | 107.8654 | 0 | 16.2515 | 9.7834 | 12.9006 | 12.9006 | 1752.9696 | 0 | 0 | 1752.9696 | 0 | 0 | 0 | 0 | 0 | 107.8654 | 0 | 0 | 1752.9696 | 0 | 0 | 0 | 0 | 0 | 0 | 0
2018-12-06 06:00 | 12 | 6 | 5 | 0 | 0 | 0 | 144.3269 | 144.3269 | 0 | 16.2515 | 9.7834 | 12.9006 | 12.9006 | 2345.5222 | 0 | 0 | 2345.5222 | 0 | 0 | 0 | 0 | 0 | 144.3269 | 0 | 0 | 2345.5222 | 0 | 0 | 0 | 0 | 0 | 0 | 0
2018-12-06 07:00 | 12 | 7 | 5 | 0 | 0 | 0 | 161.0375 | 161.0375 | 0 | 16.2515 | 9.7834 | 12.9006 | 12.9006 | 2617.0946 | 0 | 0 | 2617.0946 | 0 | 0 | 0 | 0 | 0 | 161.0375 | 0 | 0 | 2617.0946 | 0 | 0 | 0 | 0 | 0 | 0 | 0
2018-12-06 08:00 | 12 | 8 | 5 | 0 | 0 | 0.046977 | 159.8297 | 159.8297 | 2.3488 | 16.2515 | 9.7834 | 12.9006 | 12.9006 | 2597.466 | 2.3488 | 0 | 2559.2941 | 38.1719 | 0 | 30.3013 | 0 | 0 | 157.4809 | 0 | 0 | 2559.2941 | 38.1719 | 0 | 30.3013 | 0 | 0 | 0.046977 | 0.015147
2018-12-06 09:00 | 12 | 9 | 5 | 0 | 0 | 0.31437 | 171.8264 | 171.8264 | 15.7183 | 16.2515 | 9.7834 | 12.9006 | 12.9006 | 2792.4287 | 15.7183 | 0 | 2536.9842 | 255.4445 | 0 | 202.7747 | 0 | 0 | 156.1081 | 0 | 0 | 2536.9842 | 255.4445 | 0 | 202.7747 | 0 | 0 | 0.31437 | 0.11273
2018-12-06 10:00 | 12 | 10 | 5 | 0 | 0 | 0.077674 | 180.1418 | 180.1418 | 3.8837 | 16.2515 | 9.7834 | 12.9006 | 12.9006 | 2927.5663 | 3.8837 | 0 | 2864.4506 | 63.1157 | 0 | 50.1019 | 0 | 0 | 176.2581 | 0 | 0 | 2864.4506 | 63.1157 | 0 | 50.1019 | 0 | 0 | 0.077674 | 0.26287
2018-12-06 11:00 | 12 | 11 | 5 | 0 | 1 | 0.1062 | 181.2404 | 181.2404 | 5.3102 | 16.2515 | 9.7834 | 12.9006 | 12.9006 | 2945.42 | 5.3102 | 0 | 2859.1215 | 86.2985 | 0 | 68.5047 | 0 | 0 | 175.9302 | 0 | 0 | 2859.1215 | 86.2985 | 0 | 68.5047 | 0 | 0 | 0.1062 | 0.1913
2018-12-06 12:00 | 12 | 12 | 5 | 0 | 1 | 0.1707 | 175.6151 | 175.6151 | 8.5348 | 16.2515 | 9.7834 | 12.9006 | 12.9006 | 2854.0006 | 8.5348 | 0 | 2715.2985 | 138.7021 | 0 | 110.1033 | 0 | 0 | 167.0803 | 0 | 0 | 2715.2985 | 138.7021 | 0 | 110.1033 | 0 | 0 | 0.1707 | 0.21153
2018-12-06 13:00 | 12 | 13 | 5 | 0 | 1 | 0.19654 | 164.1501 | 164.1501 | 9.8272 | 16.2515 | 9.7834 | 12.9006 | 12.9006 | 2667.678 | 9.8272 | 0 | 2507.9717 | 159.7063 | 0 | 126.7767 | 0 | 0 | 154.3229 | 0 | 0 | 2507.9717 | 159.7063 | 0 | 126.7767 | 0 | 0 | 0.19654 | 0.23813
2018-12-06 14:00 | 12 | 14 | 5 | 0 | 1 | 0.11486 | 150.4778 | 150.4778 | 5.7431 | 16.2515 | 9.7834 | 12.9006 | 12.9006 | 2445.4839 | 5.7431 | 0 | 2352.1509 | 93.3329 | 0 | 74.0887 | 0 | 0 | 144.7348 | 0 | 0 | 2352.1509 | 93.3329 | 0 | 74.0887 | 0 | 0 | 0.11486 | 0.40231
2018-12-06 15:00 | 12 | 15 | 5 | 0 | 1 | 0.012946 | 133.1203 | 133.1203 | 0.64731 | 16.2515 | 9.7834 | 12.9006 | 12.9006 | 2163.3981 | 0.64731 | 0 | 2152.8784 | 10.5197 | 0 | 8.3507 | 0 | 0 | 132.473 | 0 | 0 | 2152.8784 | 10.5197 | 0 | 8.3507 | 0 | 0 | 0.012946 | 0.26686
2018-12-06 16:00 | 12 | 16 | 5 | 0 | 1 | 0.068107 | 118.0541 | 118.0541 | 3.4053 | 16.2515 | 9.7834 | 12.9006 | 12.9006 | 1918.5506 | 3.4053 | 0 | 1863.2088 | 55.3418 | 0 | 43.931 | 0 | 0 | 114.6487 | 0 | 0 | 1863.2088 | 55.3418 | 0 | 43.931 | 0 | 0 | 0.068107 | 0.062273
2018-12-06 17:00 | 12 | 17 | 5 | 0 | 1 | 0 | 122.0274 | 122.0274 | 0 | 16.2515 | 9.7834 | 12.9006 | 12.9006 | 1983.1232 | 0 | 0 | 1983.1232 | 0 | 0 | 0 | 0 | 0 | 122.0274 | 0 | 0 | 1983.1232 | 0 | 0 | 0 | 0 | 0 | 0 | 0
2018-12-06 18:00 | 12 | 18 | 5 | 0 | 1 | 0 | 112.4614 | 112.4614 | 0 | 16.2515 | 9.7834 | 12.9006 | 12.9006 | 1827.662 | 0 | 0 | 1827.662 | 0 | 0 | 0 | 0 | 0 | 112.4614 | 0 | 0 | 1827.662 | 0 | 0 | 0 | 0 | 0 | 0 | 0
2018-12-06 19:00 | 12 | 19 | 5 | 0 | 0 | 0 | 105.6693 | 105.6693 | 0 | 16.2515 | 9.7834 | 12.9006 | 12.9006 | 1717.2799 | 0 | 0 | 1717.2799 | 0 | 0 | 0 | 0 | 0 | 105.6693 | 0 | 0 | 1717.2799 | 0 | 0 | 0 | 0 | 0 | 0 | 0
2018-12-06 20:00 | 12 | 20 | 5 | 0 | 0 | 0 | 100.9144 | 100.9144 | 0 | 16.2515 | 9.7834 | 12.9006 | 12.9006 | 1640.006 | 0 | 0 | 1640.006 | 0 | 0 | 0 | 0 | 0 | 100.9144 | 0 | 0 | 1640.006 | 0 | 0 | 0 | 0 | 0 | 0 | 0
2018-12-06 21:00 | 12 | 21 | 5 | 0 | 0 | 0 | 86.7077 | 86.7077 | 0 | 16.2515 | 9.7834 | 12.9006 | 12.9006 | 1409.1264 | 0 | 0 | 1409.1264 | 0 | 0 | 0 | 0 | 0 | 86.7077 | 0 | 0 | 1409.1264 | 0 | 0 | 0 | 0 | 0 | 0 | 0
2018-12-06 22:00 | 12 | 22 | 5 | 0 | 0 | 0 | 81.6198 | 81.6198 | 0 | 16.2515 | 9.7834 | 12.9006 | 12.9006 | 1326.4402 | 0 | 0 | 1326.4402 | 0 | 0 | 0 | 0 | 0 | 81.6198 | 0 | 0 | 1326.4402 | 0 | 0 | 0 | 0 | 0 | 0 | 0
2018-12-06 23:00 | 12 | 23 | 5 | 0 | 0 | 0 | 80.8253 | 80.8253 | 0 | 16.2515 | 9.7834 | 12.9006 | 12.9006 | 1313.5289 | 0 | 0 | 1313.5289 | 0 | 0 | 0 | 0 | 0 | 80.8253 | 0 | 0 | 1313.5289 | 0 | 0 | 0 | 0 | 0 | 0 | 0
2018-12-07 | 12 | 0 | 6 | 0 | 0 | 0 | 81.2233 | 81.2233 | 0 | 16.2515 | 9.7834 | 12.9006 | 12.9006 | 1319.9972 | 0 | 0 | 1319.9972 | 0 | 0 | 0 | 0 | 0 | 81.2233 | 0 | 0 | 1319.9972 | 0 | 0 | 0 | 0 | 0 | 0 | 0
2018-12-07 01:00 | 12 | 1 | 6 | 0 | 0 | 0 | 81.585 | 81.585 | 0 | 16.2515 | 9.7834 | 12.9006 | 12.9006 | 1325.8747 | 0 | 0 | 1325.8747 | 0 | 0 | 0 | 0 | 0 | 81.585 | 0 | 0 | 1325.8747 | 0 | 0 | 0 | 0 | 0 | 0 | 0
2018-12-07 02:00 | 12 | 2 | 6 | 0 | 0 | 0 | 82.2475 | 82.2475 | 0 | 16.2515 | 9.7834 | 12.9006 | 12.9006 | 1336.6415 | 0 | 0 | 1336.6415 | 0 | 0 | 0 | 0 | 0 | 82.2475 | 0 | 0 | 1336.6415 | 0 | 0 | 0 | 0 | 0 | 0 | 0
2018-12-07 03:00 | 12 | 3 | 6 | 0 | 0 | 0 | 84.9882 | 84.9882 | 0 | 16.2515 | 9.7834 | 12.9006 | 12.9006 | 1381.1813 | 0 | 0 | 1381.1813 | 0 | 0 | 0 | 0 | 0 | 84.9882 | 0 | 0 | 1381.1813 | 0 | 0 | 0 | 0 | 0 | 0 | 0
2018-12-07 04:00 | 12 | 4 | 6 | 0 | 0 | 0 | 92.8437 | 92.8437 | 0 | 16.2515 | 9.7834 | 12.9006 | 12.9006 | 1508.8459 | 0 | 0 | 1508.8459 | 0 | 0 | 0 | 0 | 0 | 92.8437 | 0 | 0 | 1508.8459 | 0 | 0 | 0 | 0 | 0 | 0 | 0
2018-12-07 05:00 | 12 | 5 | 6 | 0 | 0 | 0 | 106.4734 | 106.4734 | 0 | 16.2515 | 9.7834 | 12.9006 | 12.9006 | 1730.3481 | 0 | 0 | 1730.3481 | 0 | 0 | 0 | 0 | 0 | 106.4734 | 0 | 0 | 1730.3481 | 0 | 0 | 0 | 0 | 0 | 0 | 0
2018-12-07 06:00 | 12 | 6 | 6 | 0 | 0 | 0 | 142.6341 | 142.6341 | 0 | 16.2515 | 9.7834 | 12.9006 | 12.9006 | 2318.0125 | 0 | 0 | 2318.0125 | 0 | 0 | 0 | 0 | 0 | 142.6341 | 0 | 0 | 2318.0125 | 0 | 0 | 0 | 0 | 0 | 0 | 0
2018-12-07 07:00 | 12 | 7 | 6 | 0 | 0 | 0 | 159.1899 | 159.1899 | 0 | 16.2515 | 9.7834 | 12.9006 | 12.9006 | 2587.0681 | 0 | 0 | 2587.0681 | 0 | 0 | 0 | 0 | 0 | 159.1899 | 0 | 0 | 2587.0681 | 0 | 0 | 0 | 0 | 0 | 0 | 0
2018-12-07 08:00 | 12 | 8 | 6 | 0 | 0 | 0.12074 | 158.131 | 158.131 | 6.0369 | 16.2515 | 9.7834 | 12.9006 | 12.9006 | 2569.8588 | 6.0369 | 0 | 2471.7504 | 98.1084 | 0 | 77.8796 | 0 | 0 | 152.0941 | 0 | 0 | 2471.7504 | 98.1084 | 0 | 77.8796 | 0 | 0 | 0.12074 | 0.067456
2018-12-07 09:00 | 12 | 9 | 6 | 0 | 0 | 0.12646 | 170.0103 | 170.0103 | 6.323 | 16.2515 | 9.7834 | 12.9006 | 12.9006 | 2762.9156 | 6.323 | 0 | 2660.1577 | 102.758 | 0 | 81.5704 | 0 | 0 | 163.6873 | 0 | 0 | 2660.1577 | 102.758 | 0 | 81.5704 | 0 | 0 | 0.12646 | 0.22674
2018-12-07 10:00 | 12 | 10 | 6 | 0 | 0 | 0.17836 | 178.5749 | 178.5749 | 8.9181 | 16.2515 | 9.7834 | 12.9006 | 12.9006 | 2902.1021 | 8.9181 | 0 | 2757.17 | 144.9321 | 0 | 115.0487 | 0 | 0 | 169.6568 | 0 | 0 | 2757.17 | 144.9321 | 0 | 115.0487 | 0 | 0 | 0.17836 | 0.26045
2018-12-07 11:00 | 12 | 11 | 6 | 0 | 1 | 0.35802 | 179.9957 | 179.9957 | 17.9009 | 16.2515 | 9.7834 | 12.9006 | 12.9006 | 2925.1916 | 17.9009 | 0 | 2634.2759 | 290.9157 | 0 | 230.9321 | 0 | 0 | 162.0948 | 0 | 0 | 2634.2759 | 290.9157 | 0 | 230.9321 | 0 | 0 | 0.35802 | 0.4097
2018-12-07 12:00 | 12 | 12 | 6 | 0 | 1 | 0.3121 | 173.6135 | 173.6135 | 15.605 | 16.2515 | 9.7834 | 12.9006 | 12.9006 | 2821.4721 | 15.605 | 0 | 2567.8682 | 253.604 | 0 | 201.3137 | 0 | 0 | 158.0085 | 0 | 0 | 2567.8682 | 253.604 | 0 | 201.3137 | 0 | 0 | 0.3121 | 0.47606
2018-12-07 13:00 | 12 | 13 | 6 | 0 | 1 | 0.18342 | 161.6464 | 161.6464 | 9.171 | 16.2515 | 9.7834 | 12.9006 | 12.9006 | 2626.9892 | 9.171 | 0 | 2477.9463 | 149.0429 | 0 | 118.3119 | 0 | 0 | 152.4753 | 0 | 0 | 2477.9463 | 149.0429 | 0 | 118.3119 | 0 | 0 | 0.18342 | 0.4293
2018-12-07 14:00 | 12 | 14 | 6 | 0 | 1 | 0.45816 | 147.2314 | 147.2314 | 22.9078 | 16.2515 | 9.7834 | 12.9006 | 12.9006 | 2392.7254 | 22.9078 | 0 | 2020.4394 | 372.2859 | 0 | 295.5247 | 0 | 0 | 124.3236 | 0 | 0 | 2020.4394 | 372.2859 | 0 | 295.5247 | 0 | 0 | 0.45816 | 0.32629
2018-12-07 15:00 | 12 | 15 | 6 | 0 | 1 | 0.30542 | 129.66 | 129.66 | 15.2709 | 16.2515 | 9.7834 | 12.9006 | 12.9006 | 2107.1637 | 15.2709 | 0 | 1858.9885 | 248.1752 | 0 | 197.0042 | 0 | 0 | 114.389 | 0 | 0 | 1858.9885 | 248.1752 | 0 | 197.0042 | 0 | 0 | 0.30542 | 0.18838
2018-12-07 16:00 | 12 | 16 | 6 | 0 | 1 | 0.081019 | 114.888 | 114.888 | 4.0509 | 16.2515 | 9.7834 | 12.9006 | 12.9006 | 1867.0967 | 4.0509 | 0 | 1801.2631 | 65.8336 | 0 | 52.2594 | 0 | 0 | 110.837 | 0 | 0 | 1801.2631 | 65.8336 | 0 | 52.2594 | 0 | 0 | 0.081019 | 0.031094
2018-12-07 17:00 | 12 | 17 | 6 | 0 | 1 | 0 | 119.3059 | 119.3059 | 0 | 16.2515 | 9.7834 | 12.9006 | 12.9006 | 1938.8951 | 0 | 0 | 1938.8951 | 0 | 0 | 0 | 0 | 0 | 119.3059 | 0 | 0 | 1938.8951 | 0 | 0 | 0 | 0 | 0 | 0 | 0
2018-12-07 18:00 | 12 | 18 | 6 | 0 | 1 | 0 | 110.2334 | 110.2334 | 0 | 16.2515 | 9.7834 | 12.9006 | 12.9006 | 1791.4536 | 0 | 0 | 1791.4536 | 0 | 0 | 0 | 0 | 0 | 110.2334 | 0 | 0 | 1791.4536 | 0 | 0 | 0 | 0 | 0 | 0 | 0
2018-12-07 19:00 | 12 | 19 | 6 | 0 | 0 | 0 | 103.5209 | 103.5209 | 0 | 16.2515 | 9.7834 | 12.9006 | 12.9006 | 1682.3659 | 0 | 0 | 1682.3659 | 0 | 0 | 0 | 0 | 0 | 103.5209 | 0 | 0 | 1682.3659 | 0 | 0 | 0 | 0 | 0 | 0 | 0
2018-12-07 20:00 | 12 | 20 | 6 | 0 | 0 | 0 | 99.0169 | 99.0169 | 0 | 16.2515 | 9.7834 | 12.9006 | 12.9006 | 1609.1688 | 0 | 0 | 1609.1688 | 0 | 0 | 0 | 0 | 0 | 99.0169 | 0 | 0 | 1609.1688 | 0 | 0 | 0 | 0 | 0 | 0 | 0
2018-12-07 21:00 | 12 | 21 | 6 | 0 | 0 | 0 | 85.2115 | 85.2115 | 0 | 16.2515 | 9.7834 | 12.9006 | 12.9006 | 1384.8106 | 0 | 0 | 1384.8106 | 0 | 0 | 0 | 0 | 0 | 85.2115 | 0 | 0 | 1384.8106 | 0 | 0 | 0 | 0 | 0 | 0 | 0
2018-12-07 22:00 | 12 | 22 | 6 | 0 | 0 | 0 | 79.3535 | 79.3535 | 0 | 16.2515 | 9.7834 | 12.9006 | 12.9006 | 1289.6104 | 0 | 0 | 1289.6104 | 0 | 0 | 0 | 0 | 0 | 79.3535 | 0 | 0 | 1289.6104 | 0 | 0 | 0 | 0 | 0 | 0 | 0
2018-12-07 23:00 | 12 | 23 | 6 | 0 | 0 | 0 | 77.7013 | 77.7013 | 0 | 16.2515 | 9.7834 | 12.9006 | 12.9006 | 1262.7589 | 0 | 0 | 1262.7589 | 0 | 0 | 0 | 0 | 0 | 77.7013 | 0 | 0 | 1262.7589 | 0 | 0 | 0 | 0 | 0 | 0 | 0
2018-12-08 | 12 | 0 | 7 | 0 | 0 | 0 | 70.9149 | 70.9149 | 0 | 16.2515 | 9.7834 | 12.9006 | 12.9006 | 1152.4712 | 0 | 0 | 1152.4712 | 0 | 0 | 0 | 0 | 0 | 70.9149 | 0 | 0 | 1152.4712 | 0 | 0 | 0 | 0 | 0 | 0 | 0
2018-12-08 01:00 | 12 | 1 | 7 | 0 | 0 | 0 | 68.3684 | 68.3684 | 0 | 16.2515 | 9.7834 | 12.9006 | 12.9006 | 1111.0864 | 0 | 0 | 1111.0864 | 0 | 0 | 0 | 0 | 0 | 68.3684 | 0 | 0 | 1111.0864 | 0 | 0 | 0 | 0 | 0 | 0 | 0
2018-12-08 02:00 | 12 | 2 | 7 | 0 | 0 | 0 | 68.0038 | 68.0038 | 0 | 16.2515 | 9.7834 | 12.9006 | 12.9006 | 1105.1611 | 0 | 0 | 1105.1611 | 0 | 0 | 0 | 0 | 0 | 68.0038 | 0 | 0 | 1105.1611 | 0 | 0 | 0 | 0 | 0 | 0 | 0
2018-12-08 03:00 | 12 | 3 | 7 | 0 | 0 | 0 | 66.9334 | 66.9334 | 0 | 16.2515 | 9.7834 | 12.9006 | 12.9006 | 1087.7657 | 0 | 0 | 1087.7657 | 0 | 0 | 0 | 0 | 0 | 66.9334 | 0 | 0 | 1087.7657 | 0 | 0 | 0 | 0 | 0 | 0 | 0
2018-12-08 04:00 | 12 | 4 | 7 | 0 | 0 | 0 | 66.9085 | 66.9085 | 0 | 16.2515 | 9.7834 | 12.9006 | 12.9006 | 1087.3599 | 0 | 0 | 1087.3599 | 0 | 0 | 0 | 0 | 0 | 66.9085 | 0 | 0 | 1087.3599 | 0 | 0 | 0 | 0 | 0 | 0 | 0
2018-12-08 05:00 | 12 | 5 | 7 | 0 | 0 | 0 | 66.3346 | 66.3346 | 0 | 16.2515 | 9.7834 | 12.9006 | 12.9006 | 1078.0334 | 0 | 0 | 1078.0334 | 0 | 0 | 0 | 0 | 0 | 66.3346 | 0 | 0 | 1078.0334 | 0 | 0 | 0 | 0 | 0 | 0 | 0
2018-12-08 06:00 | 12 | 6 | 7 | 0 | 0 | 0 | 86.6814 | 86.6814 | 0 | 16.2515 | 9.7834 | 12.9006 | 12.9006 | 1408.6982 | 0 | 0 | 1408.6982 | 0 | 0 | 0 | 0 | 0 | 86.6814 | 0 | 0 | 1408.6982 | 0 | 0 | 0 | 0 | 0 | 0 | 0
2018-12-08 07:00 | 12 | 7 | 7 | 0 | 0 | 0 | 83.1305 | 83.1305 | 0 | 16.2515 | 9.7834 | 12.9006 | 12.9006 | 1350.9916 | 0 | 0 | 1350.9916 | 0 | 0 | 0 | 0 | 0 | 83.1305 | 0 | 0 | 1350.9916 | 0 | 0 | 0 | 0 | 0 | 0 | 0
2018-12-08 08:00 | 12 | 8 | 7 | 0 | 0 | 0.11649 | 62.3827 | 62.3827 | 5.8246 | 16.2515 | 9.7834 | 12.9006 | 12.9006 | 1013.8091 | 5.8246 | 0 | 919.1509 | 94.6582 | 0 | 75.1408 | 0 | 0 | 56.5581 | 0 | 0 | 919.1509 | 94.6582 | 0 | 75.1408 | 0 | 0 | 0.11649 | 0.048143
2018-12-08 09:00 | 12 | 9 | 7 | 0 | 0 | 0.19136 | 57.9781 | 57.9781 | 9.568 | 16.2515 | 9.7834 | 12.9006 | 12.9006 | 942.2288 | 9.568 | 0 | 786.7348 | 155.4939 | 0 | 123.4328 | 0 | 0 | 48.4101 | 0 | 0 | 786.7348 | 155.4939 | 0 | 123.4328 | 0 | 0 | 0.19136 | 0.16178
2018-12-08 10:00 | 12 | 10 | 7 | 0 | 0 | 0.24119 | 57.6789 | 57.6789 | 12.0595 | 16.2515 | 9.7834 | 12.9006 | 12.9006 | 937.3663 | 12.0595 | 0 | 741.381 | 195.9853 | 0 | 155.5753 | 0 | 0 | 45.6194 | 0 | 0 | 741.381 | 195.9853 | 0 | 155.5753 | 0 | 0 | 0.24119 | 0.20505
2018-12-08 11:00 | 12 | 11 | 7 | 0 | 1 | 0.35953 | 57.7692 | 57.7692 | 17.9764 | 16.2515 | 9.7834 | 12.9006 | 12.9006 | 938.8332 | 17.9764 | 0 | 646.6905 | 292.1427 | 0 | 231.9061 | 0 | 0 | 39.7928 | 0 | 0 | 646.6905 | 292.1427 | 0 | 231.9061 | 0 | 0 | 0.35953 | 0.20647
2018-12-08 12:00 | 12 | 12 | 7 | 0 | 1 | 0.46628 | 56.3169 | 56.3169 | 23.3138 | 16.2515 | 9.7834 | 12.9006 | 12.9006 | 915.2322 | 23.3138 | 0 | 536.349 | 378.8832 | 0 | 300.7617 | 0 | 0 | 33.0031 | 0 | 0 | 536.349 | 378.8832 | 0 | 300.7617 | 0 | 0 | 0.46628 | 0.23936
2018-12-08 13:00 | 12 | 13 | 7 | 0 | 1 | 0.32438 | 55.9969 | 55.9969 | 16.2189 | 16.2515 | 9.7834 | 12.9006 | 12.9006 | 910.0306 | 16.2189 | 0 | 646.4491 | 263.5816 | 0 | 209.234 | 0 | 0 | 39.7779 | 0 | 0 | 646.4491 | 263.5816 | 0 | 209.234 | 0 | 0 | 0.32438 | 0.21572
2018-12-08 14:00 | 12 | 14 | 7 | 0 | 1 | 0.25564 | 55.8707 | 55.8707 | 12.782 | 16.2515 | 9.7834 | 12.9006 | 12.9006 | 907.9802 | 12.782 | 0 | 700.2549 | 207.7253 | 0 | 164.8947 | 0 | 0 | 43.0887 | 0 | 0 | 700.2549 | 207.7253 | 0 | 164.8947 | 0 | 0 | 0.25564 | 0.14925
2018-12-08 15:00 | 12 | 15 | 7 | 0 | 1 | 0.18965 | 55.5417 | 55.5417 | 9.4826 | 16.2515 | 9.7834 | 12.9006 | 12.9006 | 902.6343 | 9.4826 | 0 | 748.5282 | 154.1061 | 0 | 122.3311 | 0 | 0 | 46.0591 | 0 | 0 | 748.5282 | 154.1061 | 0 | 122.3311 | 0 | 0 | 0.18965 | 0.14382
2018-12-08 16:00 | 12 | 16 | 7 | 0 | 1 | 0.030925 | 57.0848 | 57.0848 | 1.5463 | 16.2515 | 9.7834 | 12.9006 | 12.9006 | 927.7112 | 1.5463 | 0 | 902.5822 | 25.129 | 0 | 19.9477 | 0 | 0 | 55.5385 | 0 | 0 | 902.5822 | 25.129 | 0 | 19.9477 | 0 | 0 | 0.030925 | 0.026745
2018-12-08 17:00 | 12 | 17 | 7 | 0 | 1 | 0 | 78.1224 | 78.1224 | 0 | 16.2515 | 9.7834 | 12.9006 | 12.9006 | 1269.6023 | 0 | 0 | 1269.6023 | 0 | 0 | 0 | 0 | 0 | 78.1224 | 0 | 0 | 1269.6023 | 0 | 0 | 0 | 0 | 0 | 0 | 0
2018-12-08 18:00 | 12 | 18 | 7 | 0 | 1 | 0 | 81.8261 | 81.8261 | 0 | 16.2515 | 9.7834 | 12.9006 | 12.9006 | 1329.793 | 0 | 0 | 1329.793 | 0 | 0 | 0 | 0 | 0 | 81.8261 | 0 | 0 | 1329.793 | 0 | 0 | 0 | 0 | 0 | 0 | 0
2018-12-08 19:00 | 12 | 19 | 7 | 0 | 0 | 0 | 84.988 | 84.988 | 0 | 16.2515 | 9.7834 | 12.9006 | 12.9006 | 1381.1788 | 0 | 0 | 1381.1788 | 0 | 0 | 0 | 0 | 0 | 84.988 | 0 | 0 | 1381.1788 | 0 | 0 | 0 | 0 | 0 | 0 | 0
2018-12-08 20:00 | 12 | 20 | 7 | 0 | 0 | 0 | 88.1484 | 88.1484 | 0 | 16.2515 | 9.7834 | 12.9006 | 12.9006 | 1432.5395 | 0 | 0 | 1432.5395 | 0 | 0 | 0 | 0 | 0 | 88.1484 | 0 | 0 | 1432.5395 | 0 | 0 | 0 | 0 | 0 | 0 | 0
2018-12-08 21:00 | 12 | 21 | 7 | 0 | 0 | 0 | 78.1039 | 78.1039 | 0 | 16.2515 | 9.7834 | 12.9006 | 12.9006 | 1269.3016 | 0 | 0 | 1269.3016 | 0 | 0 | 0 | 0 | 0 | 78.1039 | 0 | 0 | 1269.3016 | 0 | 0 | 0 | 0 | 0 | 0 | 0
2018-12-08 22:00 | 12 | 22 | 7 | 0 | 0 | 0 | 76.6047 | 76.6047 | 0 | 16.2515 | 9.7834 | 12.9006 | 12.9006 | 1244.9384 | 0 | 0 | 1244.9384 | 0 | 0 | 0 | 0 | 0 | 76.6047 | 0 | 0 | 1244.9384 | 0 | 0 | 0 | 0 | 0 | 0 | 0
2018-12-08 23:00 | 12 | 23 | 7 | 0 | 0 | 0 | 76.2048 | 76.2048 | 0 | 16.2515 | 9.7834 | 12.9006 | 12.9006 | 1238.4385 | 0 | 0 | 1238.4385 | 0 | 0 | 0 | 0 | 0 | 76.2048 | 0 | 0 | 1238.4385 | 0 | 0 | 0 | 0 | 0 | 0 | 0
2018-12-09 | 12 | 0 | 1 | 0 | 0 | 0 | 69.1516 | 69.1516 | 0 | 16.2515 | 9.7834 | 12.9006 | 12.9006 | 1123.8145 | 0 | 0 | 1123.8145 | 0 | 0 | 0 | 0 | 0 | 69.1516 | 0 | 0 | 1123.8145 | 0 | 0 | 0 | 0 | 0 | 0 | 0
2018-12-09 01:00 | 12 | 1 | 1 | 0 | 0 | 0 | 67.0311 | 67.0311 | 0 | 16.2515 | 9.7834 | 12.9006 | 12.9006 | 1089.3529 | 0 | 0 | 1089.3529 | 0 | 0 | 0 | 0 | 0 | 67.0311 | 0 | 0 | 1089.3529 | 0 | 0 | 0 | 0 | 0 | 0 | 0
2018-12-09 02:00 | 12 | 2 | 1 | 0 | 0 | 0 | 67.9573 | 67.9573 | 0 | 16.2515 | 9.7834 | 12.9006 | 12.9006 | 1104.4052 | 0 | 0 | 1104.4052 | 0 | 0 | 0 | 0 | 0 | 67.9573 | 0 | 0 | 1104.4052 | 0 | 0 | 0 | 0 | 0 | 0 | 0
2018-12-09 03:00 | 12 | 3 | 1 | 0 | 0 | 0 | 66.7947 | 66.7947 | 0 | 16.2515 | 9.7834 | 12.9006 | 12.9006 | 1085.5109 | 0 | 0 | 1085.5109 | 0 | 0 | 0 | 0 | 0 | 66.7947 | 0 | 0 | 1085.5109 | 0 | 0 | 0 | 0 | 0 | 0 | 0
2018-12-09 04:00 | 12 | 4 | 1 | 0 | 0 | 0 | 67.2118 | 67.2118 | 0 | 16.2515 | 9.7834 | 12.9006 | 12.9006 | 1092.2893 | 0 | 0 | 1092.2893 | 0 | 0 | 0 | 0 | 0 | 67.2118 | 0 | 0 | 1092.2893 | 0 | 0 | 0 | 0 | 0 | 0 | 0
2018-12-09 05:00 | 12 | 5 | 1 | 0 | 0 | 0 | 68.5326 | 68.5326 | 0 | 16.2515 | 9.7834 | 12.9006 | 12.9006 | 1113.7549 | 0 | 0 | 1113.7549 | 0 | 0 | 0 | 0 | 0 | 68.5326 | 0 | 0 | 1113.7549 | 0 | 0 | 0 | 0 | 0 | 0 | 0
2018-12-09 06:00 | 12 | 6 | 1 | 0 | 0 | 0 | 89.3984 | 89.3984 | 0 | 16.2515 | 9.7834 | 12.9006 | 12.9006 | 1452.8534 | 0 | 0 | 1452.8534 | 0 | 0 | 0 | 0 | 0 | 89.3984 | 0 | 0 | 1452.8534 | 0 | 0 | 0 | 0 | 0 | 0 | 0
2018-12-09 07:00 | 12 | 7 | 1 | 0 | 0 | 0 | 86.1883 | 86.1883 | 0 | 16.2515 | 9.7834 | 12.9006 | 12.9006 | 1400.6846 | 0 | 0 | 1400.6846 | 0 | 0 | 0 | 0 | 0 | 86.1883 | 0 | 0 | 1400.6846 | 0 | 0 | 0 | 0 | 0 | 0 | 0
2018-12-09 08:00 | 12 | 8 | 1 | 0 | 0 | 0.0099676 | 65.9352 | 65.9352 | 0.49838 | 16.2515 | 9.7834 | 12.9006 | 12.9006 | 1071.5432 | 0.49838 | 0 | 1063.4437 | 8.0994 | 0 | 6.4294 | 0 | 0 | 65.4368 | 0 | 0 | 1063.4437 | 8.0994 | 0 | 6.4294 | 0 | 0 | 0.0099676 | 0.026003
2018-12-09 09:00 | 12 | 9 | 1 | 0 | 0 | 0.046511 | 60.9068 | 60.9068 | 2.3255 | 16.2515 | 9.7834 | 12.9006 | 12.9006 | 989.8244 | 2.3255 | 0 | 952.0309 | 37.7935 | 0 | 30.0009 | 0 | 0 | 58.5813 | 0 | 0 | 952.0309 | 37.7935 | 0 | 30.0009 | 0 | 0 | 0.046511 | 0.10225
2018-12-09 10:00 | 12 | 10 | 1 | 0 | 0 | 0.063437 | 58.7391 | 58.7391 | 3.1718 | 16.2515 | 9.7834 | 12.9006 | 12.9006 | 954.5957 | 3.1718 | 0 | 903.0486 | 51.5471 | 0 | 40.9187 | 0 | 0 | 55.5672 | 0 | 0 | 903.0486 | 51.5471 | 0 | 40.9187 | 0 | 0 | 0.063437 | 0.04441
2018-12-09 11:00 | 12 | 11 | 1 | 0 | 1 | 0.03339 | 58.2014 | 58.2014 | 1.6695 | 16.2515 | 9.7834 | 12.9006 | 12.9006 | 945.858 | 1.6695 | 0 | 918.7263 | 27.1317 | 0 | 21.5375 | 0 | 0 | 56.5319 | 0 | 0 | 918.7263 | 27.1317 | 0 | 21.5375 | 0 | 0 | 0.03339 | 0.10964
2018-12-09 12:00 | 12 | 12 | 1 | 0 | 1 | 0.19647 | 57.2084 | 57.2084 | 9.8232 | 16.2515 | 9.7834 | 12.9006 | 12.9006 | 929.719 | 9.8232 | 0 | 770.0769 | 159.6421 | 0 | 126.7257 | 0 | 0 | 47.3851 | 0 | 0 | 770.0769 | 159.6421 | 0 | 126.7257 | 0 | 0 | 0.19647 | 0.090485
2018-12-09 13:00 | 12 | 13 | 1 | 0 | 1 | 0.18119 | 56.6382 | 56.6382 | 9.0596 | 16.2515 | 9.7834 | 12.9006 | 12.9006 | 920.4532 | 9.0596 | 0 | 773.2207 | 147.2325 | 0 | 116.8748 | 0 | 0 | 47.5785 | 0 | 0 | 773.2207 | 147.2325 | 0 | 116.8748 | 0 | 0 | 0.18119 | 0.044681
2018-12-09 14:00 | 12 | 14 | 1 | 0 | 1 | 0.098218 | 56.5404 | 56.5404 | 4.9109 | 16.2515 | 9.7834 | 12.9006 | 12.9006 | 918.8639 | 4.9109 | 0 | 839.0546 | 79.8093 | 0 | 63.3535 | 0 | 0 | 51.6295 | 0 | 0 | 839.0546 | 79.8093 | 0 | 63.3535 | 0 | 0 | 0.098218 | 0.036324
2018-12-09 15:00 | 12 | 15 | 1 | 0 | 1 | 0.055475 | 56.8057 | 56.8057 | 2.7737 | 16.2515 | 9.7834 | 12.9006 | 12.9006 | 923.1753 | 2.7737 | 0 | 878.098 | 45.0773 | 0 | 35.7829 | 0 | 0 | 54.032 | 0 | 0 | 878.098 | 45.0773 | 0 | 35.7829 | 0 | 0 | 0.055475 | 0.10755
2018-12-09 16:00 | 12 | 16 | 1 | 0 | 1 | 0.051256 | 57.7527 | 57.7527 | 2.5628 | 16.2515 | 9.7834 | 12.9006 | 12.9006 | 938.5649 | 2.5628 | 0 | 896.916 | 41.6489 | 0 | 33.0614 | 0 | 0 | 55.1899 | 0 | 0 | 896.916 | 41.6489 | 0 | 33.0614 | 0 | 0 | 0.051256 | 0.018295
2018-12-09 17:00 | 12 | 17 | 1 | 0 | 1 | 0 | 77.6895 | 77.6895 | 0 | 16.2515 | 9.7834 | 12.9006 | 12.9006 | 1262.567 | 0 | 0 | 1262.567 | 0 | 0 | 0 | 0 | 0 | 77.6895 | 0 | 0 | 1262.567 | 0 | 0 | 0 | 0 | 0 | 0 | 0
2018-12-09 18:00 | 12 | 18 | 1 | 0 | 1 | 0 | 80.3419 | 80.3419 | 0 | 16.2515 | 9.7834 | 12.9006 | 12.9006 | 1305.6729 | 0 | 0 | 1305.6729 | 0 | 0 | 0 | 0 | 0 | 80.3419 | 0 | 0 | 1305.6729 | 0 | 0 | 0 | 0 | 0 | 0 | 0
2018-12-09 19:00 | 12 | 19 | 1 | 0 | 0 | 0 | 81.2055 | 81.2055 | 0 | 16.2515 | 9.7834 | 12.9006 | 12.9006 | 1319.7082 | 0 | 0 | 1319.7082 | 0 | 0 | 0 | 0 | 0 | 81.2055 | 0 | 0 | 1319.7082 | 0 | 0 | 0 | 0 | 0 | 0 | 0
2018-12-09 20:00 | 12 | 20 | 1 | 0 | 0 | 0 | 82.084 | 82.084 | 0 | 16.2515 | 9.7834 | 12.9006 | 12.9006 | 1333.9841 | 0 | 0 | 1333.9841 | 0 | 0 | 0 | 0 | 0 | 82.084 | 0 | 0 | 1333.9841 | 0 | 0 | 0 | 0 | 0 | 0 | 0
2018-12-09 21:00 | 12 | 21 | 1 | 0 | 0 | 0 | 69.8011 | 69.8011 | 0 | 16.2515 | 9.7834 | 12.9006 | 12.9006 | 1134.3689 | 0 | 0 | 1134.3689 | 0 | 0 | 0 | 0 | 0 | 69.8011 | 0 | 0 | 1134.3689 | 0 | 0 | 0 | 0 | 0 | 0 | 0
2018-12-09 22:00 | 12 | 22 | 1 | 0 | 0 | 0 | 68.5085 | 68.5085 | 0 | 16.2515 | 9.7834 | 12.9006 | 12.9006 | 1113.3635 | 0 | 0 | 1113.3635 | 0 | 0 | 0 | 0 | 0 | 68.5085 | 0 | 0 | 1113.3635 | 0 | 0 | 0 | 0 | 0 | 0 | 0
2018-12-09 23:00 | 12 | 23 | 1 | 0 | 0 | 0 | 70.0012 | 70.0012 | 0 | 16.2515 | 9.7834 | 12.9006 | 12.9006 | 1137.6215 | 0 | 0 | 1137.6215 | 0 | 0 | 0 | 0 | 0 | 70.0012 | 0 | 0 | 1137.6215 | 0 | 0 | 0 | 0 | 0 | 0 | 0
2018-12-10 | 12 | 0 | 2 | 0 | 0 | 0 | 80.4274 | 80.4274 | 0 | 16.2515 | 9.7834 | 12.9006 | 12.9006 | 1307.0617 | 0 | 0 | 1307.0617 | 0 | 0 | 0 | 0 | 0 | 80.4274 | 0 | 0 | 1307.0617 | 0 | 0 | 0 | 0 | 0 | 0 | 0
2018-12-10 01:00 | 12 | 1 | 2 | 0 | 0 | 0 | 84.3851 | 84.3851 | 0 | 16.2515 | 9.7834 | 12.9006 | 12.9006 | 1371.3808 | 0 | 0 | 1371.3808 | 0 | 0 | 0 | 0 | 0 | 84.3851 | 0 | 0 | 1371.3808 | 0 | 0 | 0 | 0 | 0 | 0 | 0
2018-12-10 02:00 | 12 | 2 | 2 | 0 | 0 | 0 | 84.8596 | 84.8596 | 0 | 16.2515 | 9.7834 | 12.9006 | 12.9006 | 1379.0919 | 0 | 0 | 1379.0919 | 0 | 0 | 0 | 0 | 0 | 84.8596 | 0 | 0 | 1379.0919 | 0 | 0 | 0 | 0 | 0 | 0 | 0
2018-12-10 03:00 | 12 | 3 | 2 | 0 | 0 | 0 | 87.4623 | 87.4623 | 0 | 16.2515 | 9.7834 | 12.9006 | 12.9006 | 1421.3893 | 0 | 0 | 1421.3893 | 0 | 0 | 0 | 0 | 0 | 87.4623 | 0 | 0 | 1421.3893 | 0 | 0 | 0 | 0 | 0 | 0 | 0
2018-12-10 04:00 | 12 | 4 | 2 | 0 | 0 | 0 | 96.0249 | 96.0249 | 0 | 16.2515 | 9.7834 | 12.9006 | 12.9006 | 1560.5447 | 0 | 0 | 1560.5447 | 0 | 0 | 0 | 0 | 0 | 96.0249 | 0 | 0 | 1560.5447 | 0 | 0 | 0 | 0 | 0 | 0 | 0
2018-12-10 05:00 | 12 | 5 | 2 | 0 | 0 | 0 | 109.9028 | 109.9028 | 0 | 16.2515 | 9.7834 | 12.9006 | 12.9006 | 1786.0807 | 0 | 0 | 1786.0807 | 0 | 0 | 0 | 0 | 0 | 109.9028 | 0 | 0 | 1786.0807 | 0 | 0 | 0 | 0 | 0 | 0 | 0
2018-12-10 06:00 | 12 | 6 | 2 | 0 | 0 | 0 | 147.2208 | 147.2208 | 0 | 16.2515 | 9.7834 | 12.9006 | 12.9006 | 2392.552 | 0 | 0 | 2392.552 | 0 | 0 | 0 | 0 | 0 | 147.2208 | 0 | 0 | 2392.552 | 0 | 0 | 0 | 0 | 0 | 0 | 0
2018-12-10 07:00 | 12 | 7 | 2 | 0 | 0 | 0 | 162.9527 | 162.9527 | 0 | 16.2515 | 9.7834 | 12.9006 | 12.9006 | 2648.2192 | 0 | 0 | 2648.2192 | 0 | 0 | 0 | 0 | 0 | 162.9527 | 0 | 0 | 2648.2192 | 0 | 0 | 0 | 0 | 0 | 0 | 0
2018-12-10 08:00 | 12 | 8 | 2 | 0 | 0 | 0.11853 | 161.2997 | 161.2997 | 5.9263 | 16.2515 | 9.7834 | 12.9006 | 12.9006 | 2621.3555 | 5.9263 | 0 | 2525.0437 | 96.3118 | 0 | 76.4534 | 0 | 0 | 155.3734 | 0 | 0 | 2525.0437 | 96.3118 | 0 | 76.4534 | 0 | 0 | 0.11853 | 0.0063223
2018-12-10 09:00 | 12 | 9 | 2 | 0 | 0 | 0.33737 | 172.3077 | 172.3077 | 16.8684 | 16.2515 | 9.7834 | 12.9006 | 12.9006 | 2800.251 | 16.8684 | 0 | 2526.1142 | 274.1369 | 0 | 217.6129 | 0 | 0 | 155.4392 | 0 | 0 | 2526.1142 | 274.1369 | 0 | 217.6129 | 0 | 0 | 0.33737 | 0.032657
2018-12-10 10:00 | 12 | 10 | 2 | 0 | 0 | 0.48867 | 180.3161 | 180.3161 | 24.4335 | 16.2515 | 9.7834 | 12.9006 | 12.9006 | 2930.3989 | 24.4335 | 0 | 2533.3198 | 397.0791 | 0 | 315.2059 | 0 | 0 | 155.8826 | 0 | 0 | 2533.3198 | 397.0791 | 0 | 315.2059 | 0 | 0 | 0.48867 | 0.081502
2018-12-10 11:00 | 12 | 11 | 2 | 0 | 1 | 0.57506 | 181.8589 | 181.8589 | 28.7529 | 16.2515 | 9.7834 | 12.9006 | 12.9006 | 2955.4725 | 28.7529 | 0 | 2488.1952 | 467.2773 | 0 | 370.93 | 0 | 0 | 153.106 | 0 | 0 | 2488.1952 | 467.2773 | 0 | 370.93 | 0 | 0 | 0.57506 | 0.051726
2018-12-10 12:00 | 12 | 12 | 2 | 0 | 1 | 0.59615 | 176.3318 | 176.3318 | 29.8075 | 16.2515 | 9.7834 | 12.9006 | 12.9006 | 2865.6488 | 29.8075 | 0 | 2381.2343 | 484.4145 | 0 | 384.5336 | 0 | 0 | 146.5244 | 0 | 0 | 2381.2343 | 484.4145 | 0 | 384.5336 | 0 | 0 | 0.59615 | 0.080573
2018-12-10 13:00 | 12 | 13 | 2 | 0 | 1 | 0.56147 | 164.2432 | 164.2432 | 28.0737 | 16.2515 | 9.7834 | 12.9006 | 12.9006 | 2669.1917 | 28.0737 | 0 | 2212.9524 | 456.2393 | 0 | 362.1679 | 0 | 0 | 136.1695 | 0 | 0 | 2212.9524 | 456.2393 | 0 | 362.1679 | 0 | 0 | 0.56147 | 0.13618
2018-12-10 14:00 | 12 | 14 | 2 | 0 | 1 | 0.47053 | 149.9315 | 149.9315 | 23.5263 | 16.2515 | 9.7834 | 12.9006 | 12.9006 | 2436.6057 | 23.5263 | 0 | 2054.2699 | 382.3358 | 0 | 303.5025 | 0 | 0 | 126.4053 | 0 | 0 | 2054.2699 | 382.3358 | 0 | 303.5025 | 0 | 0 | 0.47053 | 0.098199
2018-12-10 15:00 | 12 | 15 | 2 | 0 | 1 | 0.315 | 133.2892 | 133.2892 | 15.7499 | 16.2515 | 9.7834 | 12.9006 | 12.9006 | 2166.1432 | 15.7499 | 0 | 1910.1852 | 255.958 | 0 | 203.1823 | 0 | 0 | 117.5393 | 0 | 0 | 1910.1852 | 255.958 | 0 | 203.1823 | 0 | 0 | 0.315 | 0.039095
2018-12-10 16:00 | 12 | 16 | 2 | 0 | 1 | 0.085465 | 118.9526 | 118.9526 | 4.2733 | 16.2515 | 9.7834 | 12.9006 | 12.9006 | 1933.1537 | 4.2733 | 0 | 1863.7069 | 69.4468 | 0 | 55.1276 | 0 | 0 | 114.6794 | 0 | 0 | 1863.7069 | 69.4468 | 0 | 55.1276 | 0 | 0 | 0.085465 | 0.028389
2018-12-10 17:00 | 12 | 17 | 2 | 0 | 1 | 0 | 123.4859 | 123.4859 | 0 | 16.2515 | 9.7834 | 12.9006 | 12.9006 | 2006.8253 | 0 | 0 | 2006.8253 | 0 | 0 | 0 | 0 | 0 | 123.4859 | 0 | 0 | 2006.8253 | 0 | 0 | 0 | 0 | 0 | 0 | 0
2018-12-10 18:00 | 12 | 18 | 2 | 0 | 1 | 0 | 114.3186 | 114.3186 | 0 | 16.2515 | 9.7834 | 12.9006 | 12.9006 | 1857.8438 | 0 | 0 | 1857.8438 | 0 | 0 | 0 | 0 | 0 | 114.3186 | 0 | 0 | 1857.8438 | 0 | 0 | 0 | 0 | 0 | 0 | 0
2018-12-10 19:00 | 12 | 19 | 2 | 0 | 0 | 0 | 107.6706 | 107.6706 | 0 | 16.2515 | 9.7834 | 12.9006 | 12.9006 | 1749.8041 | 0 | 0 | 1749.8041 | 0 | 0 | 0 | 0 | 0 | 107.6706 | 0 | 0 | 1749.8041 | 0 | 0 | 0 | 0 | 0 | 0 | 0
2018-12-10 20:00 | 12 | 20 | 2 | 0 | 0 | 0 | 103.0625 | 103.0625 | 0 | 16.2515 | 9.7834 | 12.9006 | 12.9006 | 1674.9157 | 0 | 0 | 1674.9157 | 0 | 0 | 0 | 0 | 0 | 103.0625 | 0 | 0 | 1674.9157 | 0 | 0 | 0 | 0 | 0 | 0 | 0
2018-12-10 21:00 | 12 | 21 | 2 | 0 | 0 | 0 | 89.0436 | 89.0436 | 0 | 16.2515 | 9.7834 | 12.9006 | 12.9006 | 1447.0884 | 0 | 0 | 1447.0884 | 0 | 0 | 0 | 0 | 0 | 89.0436 | 0 | 0 | 1447.0884 | 0 | 0 | 0 | 0 | 0 | 0 | 0
2018-12-10 22:00 | 12 | 22 | 2 | 0 | 0 | 0 | 83.4406 | 83.4406 | 0 | 16.2515 | 9.7834 | 12.9006 | 12.9006 | 1356.0318 | 0 | 0 | 1356.0318 | 0 | 0 | 0 | 0 | 0 | 83.4406 | 0 | 0 | 1356.0318 | 0 | 0 | 0 | 0 | 0 | 0 | 0
2018-12-10 23:00 | 12 | 23 | 2 | 0 | 0 | 0 | 82.2391 | 82.2391 | 0 | 16.2515 | 9.7834 | 12.9006 | 12.9006 | 1336.5045 | 0 | 0 | 1336.5045 | 0 | 0 | 0 | 0 | 0 | 82.2391 | 0 | 0 | 1336.5045 | 0 | 0 | 0 | 0 | 0 | 0 | 0
2018-12-11 | 12 | 0 | 3 | 0 | 0 | 0 | 82.7512 | 82.7512 | 0 | 16.2515 | 9.7834 | 12.9006 | 12.9006 | 1344.8272 | 0 | 0 | 1344.8272 | 0 | 0 | 0 | 0 | 0 | 82.7512 | 0 | 0 | 1344.8272 | 0 | 0 | 0 | 0 | 0 | 0 | 0
2018-12-11 01:00 | 12 | 1 | 3 | 0 | 0 | 0 | 83.3564 | 83.3564 | 0 | 16.2515 | 9.7834 | 12.9006 | 12.9006 | 1354.663 | 0 | 0 | 1354.663 | 0 | 0 | 0 | 0 | 0 | 83.3564 | 0 | 0 | 1354.663 | 0 | 0 | 0 | 0 | 0 | 0 | 0
2018-12-11 02:00 | 12 | 2 | 3 | 0 | 0 | 0 | 84.2143 | 84.2143 | 0 | 16.2515 | 9.7834 | 12.9006 | 12.9006 | 1368.6045 | 0 | 0 | 1368.6045 | 0 | 0 | 0 | 0 | 0 | 84.2143 | 0 | 0 | 1368.6045 | 0 | 0 | 0 | 0 | 0 | 0 | 0
2018-12-11 03:00 | 12 | 3 | 3 | 0 | 0 | 0 | 87.2777 | 87.2777 | 0 | 16.2515 | 9.7834 | 12.9006 | 12.9006 | 1418.39 | 0 | 0 | 1418.39 | 0 | 0 | 0 | 0 | 0 | 87.2777 | 0 | 0 | 1418.39 | 0 | 0 | 0 | 0 | 0 | 0 | 0
2018-12-11 04:00 | 12 | 4 | 3 | 0 | 0 | 0 | 95.3783 | 95.3783 | 0 | 16.2515 | 9.7834 | 12.9006 | 12.9006 | 1550.0366 | 0 | 0 | 1550.0366 | 0 | 0 | 0 | 0 | 0 | 95.3783 | 0 | 0 | 1550.0366 | 0 | 0 | 0 | 0 | 0 | 0 | 0
2018-12-11 05:00 | 12 | 5 | 3 | 0 | 0 | 0 | 109.3443 | 109.3443 | 0 | 16.2515 | 9.7834 | 12.9006 | 12.9006 | 1777.0047 | 0 | 0 | 1777.0047 | 0 | 0 | 0 | 0 | 0 | 109.3443 | 0 | 0 | 1777.0047 | 0 | 0 | 0 | 0 | 0 | 0 | 0
2018-12-11 06:00 | 12 | 6 | 3 | 0 | 0 | 0 | 146.8069 | 146.8069 | 0 | 16.2515 | 9.7834 | 12.9006 | 12.9006 | 2385.8256 | 0 | 0 | 2385.8256 | 0 | 0 | 0 | 0 | 0 | 146.8069 | 0 | 0 | 2385.8256 | 0 | 0 | 0 | 0 | 0 | 0 | 0
2018-12-11 07:00 | 12 | 7 | 3 | 0 | 0 | 0 | 161.9115 | 161.9115 | 0 | 16.2515 | 9.7834 | 12.9006 | 12.9006 | 2631.2969 | 0 | 0 | 2631.2969 | 0 | 0 | 0 | 0 | 0 | 161.9115 | 0 | 0 | 2631.2969 | 0 | 0 | 0 | 0 | 0 | 0 | 0
2018-12-11 08:00 | 12 | 8 | 3 | 0 | 0 | 0.10042 | 161.0732 | 161.0732 | 5.0209 | 16.2515 | 9.7834 | 12.9006 | 12.9006 | 2617.6739 | 5.0209 | 0 | 2536.0778 | 81.5961 | 0 | 64.7719 | 0 | 0 | 156.0523 | 0 | 0 | 2536.0778 | 81.5961 | 0 | 64.7719 | 0 | 0 | 0.10042 | 0.034272
2018-12-11 09:00 | 12 | 9 | 3 | 0 | 0 | 0.31654 | 171.7942 | 171.7942 | 15.8271 | 16.2515 | 9.7834 | 12.9006 | 12.9006 | 2791.9058 | 15.8271 | 0 | 2534.6932 | 257.2126 | 0 | 204.1783 | 0 | 0 | 155.9671 | 0 | 0 | 2534.6932 | 257.2126 | 0 | 204.1783 | 0 | 0 | 0.31654 | 0.14393
2018-12-11 10:00 | 12 | 10 | 3 | 0 | 0 | 0.45762 | 180.2964 | 180.2964 | 22.8808 | 16.2515 | 9.7834 | 12.9006 | 12.9006 | 2930.0789 | 22.8808 | 0 | 2558.2317 | 371.8471 | 0 | 295.1764 | 0 | 0 | 157.4155 | 0 | 0 | 2558.2317 | 371.8471 | 0 | 295.1764 | 0 | 0 | 0.45762 | 0.21822
2018-12-11 11:00 | 12 | 11 | 3 | 0 | 1 | 0.54251 | 181.9386 | 181.9386 | 27.1253 | 16.2515 | 9.7834 | 12.9006 | 12.9006 | 2956.768 | 27.1253 | 0 | 2515.9432 | 440.8248 | 0 | 349.9317 | 0 | 0 | 154.8134 | 0 | 0 | 2515.9432 | 440.8248 | 0 | 349.9317 | 0 | 0 | 0.54251 | 0.19274
2018-12-11 12:00 | 12 | 12 | 3 | 0 | 1 | 0.56363 | 176.0684 | 176.0684 | 28.1813 | 16.2515 | 9.7834 | 12.9006 | 12.9006 | 2861.3686 | 28.1813 | 0 | 2403.3814 | 457.9872 | 0 | 363.5553 | 0 | 0 | 147.8871 | 0 | 0 | 2403.3814 | 457.9872 | 0 | 363.5553 | 0 | 0 | 0.56363 | 0.2339
2018-12-11 13:00 | 12 | 13 | 3 | 0 | 1 | 0.53592 | 164.3278 | 164.3278 | 26.7958 | 16.2515 | 9.7834 | 12.9006 | 12.9006 | 2670.5653 | 26.7958 | 0 | 2235.0953 | 435.47 | 0 | 345.6809 | 0 | 0 | 137.532 | 0 | 0 | 2235.0953 | 435.47 | 0 | 345.6809 | 0 | 0 | 0.53592 | 0.24423
2018-12-11 14:00 | 12 | 14 | 3 | 0 | 1 | 0.44286 | 150.2689 | 150.2689 | 22.1431 | 16.2515 | 9.7834 | 12.9006 | 12.9006 | 2442.0883 | 22.1431 | 0 | 2082.2298 | 359.8584 | 0 | 285.6597 | 0 | 0 | 128.1257 | 0 | 0 | 2082.2298 | 359.8584 | 0 | 285.6597 | 0 | 0 | 0.44286 | 0.23777
2018-12-11 15:00 | 12 | 15 | 3 | 0 | 1 | 0.28846 | 133.061 | 133.061 | 14.4231 | 16.2515 | 9.7834 | 12.9006 | 12.9006 | 2162.4344 | 14.4231 | 0 | 1928.038 | 234.3964 | 0 | 186.0665 | 0 | 0 | 118.6379 | 0 | 0 | 1928.038 | 234.3964 | 0 | 186.0665 | 0 | 0 | 0.28846 | 0.18801
2018-12-11 16:00 | 12 | 16 | 3 | 0 | 1 | 0.069978 | 118.9308 | 118.9308 | 3.4989 | 16.2515 | 9.7834 | 12.9006 | 12.9006 | 1932.799 | 3.4989 | 0 | 1875.9366 | 56.8624 | 0 | 45.138 | 0 | 0 | 115.4319 | 0 | 0 | 1875.9366 | 56.8624 | 0 | 45.138 | 0 | 0 | 0.069978 | 0.046721
2018-12-11 17:00 | 12 | 17 | 3 | 0 | 1 | 0 | 123.6147 | 123.6147 | 0 | 16.2515 | 9.7834 | 12.9006 | 12.9006 | 2008.9185 | 0 | 0 | 2008.9185 | 0 | 0 | 0 | 0 | 0 | 123.6147 | 0 | 0 | 2008.9185 | 0 | 0 | 0 | 0 | 0 | 0 | 0
2018-12-11 18:00 | 12 | 18 | 3 | 0 | 1 | 0 | 114.2952 | 114.2952 | 0 | 16.2515 | 9.7834 | 12.9006 | 12.9006 | 1857.4639 | 0 | 0 | 1857.4639 | 0 | 0 | 0 | 0 | 0 | 114.2952 | 0 | 0 | 1857.4639 | 0 | 0 | 0 | 0 | 0 | 0 | 0
2018-12-11 19:00 | 12 | 19 | 3 | 0 | 0 | 0 | 107.2956 | 107.2956 | 0 | 16.2515 | 9.7834 | 12.9006 | 12.9006 | 1743.7091 | 0 | 0 | 1743.7091 | 0 | 0 | 0 | 0 | 0 | 107.2956 | 0 | 0 | 1743.7091 | 0 | 0 | 0 | 0 | 0 | 0 | 0
2018-12-11 20:00 | 12 | 20 | 3 | 0 | 0 | 0 | 102.4157 | 102.4157 | 0 | 16.2515 | 9.7834 | 12.9006 | 12.9006 | 1664.4037 | 0 | 0 | 1664.4037 | 0 | 0 | 0 | 0 | 0 | 102.4157 | 0 | 0 | 1664.4037 | 0 | 0 | 0 | 0 | 0 | 0 | 0
2018-12-11 21:00 | 12 | 21 | 3 | 0 | 0 | 0 | 87.5147 | 87.5147 | 0 | 16.2515 | 9.7834 | 12.9006 | 12.9006 | 1422.2416 | 0 | 0 | 1422.2416 | 0 | 0 | 0 | 0 | 0 | 87.5147 | 0 | 0 | 1422.2416 | 0 | 0 | 0 | 0 | 0 | 0 | 0
2018-12-11 22:00 | 12 | 22 | 3 | 0 | 0 | 0 | 82.2966 | 82.2966 | 0 | 16.2515 | 9.7834 | 12.9006 | 12.9006 | 1337.439 | 0 | 0 | 1337.439 | 0 | 0 | 0 | 0 | 0 | 82.2966 | 0 | 0 | 1337.439 | 0 | 0 | 0 | 0 | 0 | 0 | 0
2018-12-11 23:00 | 12 | 23 | 3 | 0 | 0 | 0 | 81.1744 | 81.1744 | 0 | 16.2515 | 9.7834 | 12.9006 | 12.9006 | 1319.2022 | 0 | 0 | 1319.2022 | 0 | 0 | 0 | 0 | 0 | 81.1744 | 0 | 0 | 1319.2022 | 0 | 0 | 0 | 0 | 0 | 0 | 0
2018-12-12 | 12 | 0 | 4 | 0 | 0 | 0 | 81.5177 | 81.5177 | 0 | 16.2515 | 9.7834 | 12.9006 | 12.9006 | 1324.7818 | 0 | 0 | 1324.7818 | 0 | 0 | 0 | 0 | 0 | 81.5177 | 0 | 0 | 1324.7818 | 0 | 0 | 0 | 0 | 0 | 0 | 0
2018-12-12 01:00 | 12 | 1 | 4 | 0 | 0 | 0 | 81.9157 | 81.9157 | 0 | 16.2515 | 9.7834 | 12.9006 | 12.9006 | 1331.2489 | 0 | 0 | 1331.2489 | 0 | 0 | 0 | 0 | 0 | 81.9157 | 0 | 0 | 1331.2489 | 0 | 0 | 0 | 0 | 0 | 0 | 0
2018-12-12 02:00 | 12 | 2 | 4 | 0 | 0 | 0 | 82.1959 | 82.1959 | 0 | 16.2515 | 9.7834 | 12.9006 | 12.9006 | 1335.8028 | 0 | 0 | 1335.8028 | 0 | 0 | 0 | 0 | 0 | 82.1959 | 0 | 0 | 1335.8028 | 0 | 0 | 0 | 0 | 0 | 0 | 0
2018-12-12 03:00 | 12 | 3 | 4 | 0 | 0 | 0 | 85.5382 | 85.5382 | 0 | 16.2515 | 9.7834 | 12.9006 | 12.9006 | 1390.1207 | 0 | 0 | 1390.1207 | 0 | 0 | 0 | 0 | 0 | 85.5382 | 0 | 0 | 1390.1207 | 0 | 0 | 0 | 0 | 0 | 0 | 0
2018-12-12 04:00 | 12 | 4 | 4 | 0 | 0 | 0 | 93.8828 | 93.8828 | 0 | 16.2515 | 9.7834 | 12.9006 | 12.9006 | 1525.732 | 0 | 0 | 1525.732 | 0 | 0 | 0 | 0 | 0 | 93.8828 | 0 | 0 | 1525.732 | 0 | 0 | 0 | 0 | 0 | 0 | 0
2018-12-12 05:00 | 12 | 5 | 4 | 0 | 0 | 0 | 107.6167 | 107.6167 | 0 | 16.2515 | 9.7834 | 12.9006 | 12.9006 | 1748.9285 | 0 | 0 | 1748.9285 | 0 | 0 | 0 | 0 | 0 | 107.6167 | 0 | 0 | 1748.9285 | 0 | 0 | 0 | 0 | 0 | 0 | 0
2018-12-12 06:00 | 12 | 6 | 4 | 0 | 0 | 0 | 144.5295 | 144.5295 | 0 | 16.2515 | 9.7834 | 12.9006 | 12.9006 | 2348.815 | 0 | 0 | 2348.815 | 0 | 0 | 0 | 0 | 0 | 144.5295 | 0 | 0 | 2348.815 | 0 | 0 | 0 | 0 | 0 | 0 | 0
2018-12-12 07:00 | 12 | 7 | 4 | 0 | 0 | 0 | 160.8139 | 160.8139 | 0 | 16.2515 | 9.7834 | 12.9006 | 12.9006 | 2613.4601 | 0 | 0 | 2613.4601 | 0 | 0 | 0 | 0 | 0 | 160.8139 | 0 | 0 | 2613.4601 | 0 | 0 | 0 | 0 | 0 | 0 | 0
2018-12-12 08:00 | 12 | 8 | 4 | 0 | 0 | 0.09475 | 160.408 | 160.408 | 4.7375 | 16.2515 | 9.7834 | 12.9006 | 12.9006 | 2606.8633 | 4.7375 | 0 | 2529.8719 | 76.9914 | 0 | 61.1167 | 0 | 0 | 155.6705 | 0 | 0 | 2529.8719 | 76.9914 | 0 | 61.1167 | 0 | 0 | 0.09475 | 0.065815
2018-12-12 09:00 | 12 | 9 | 4 | 0 | 0 | 0.30733 | 171.1314 | 171.1314 | 15.3664 | 16.2515 | 9.7834 | 12.9006 | 12.9006 | 2781.1345 | 15.3664 | 0 | 2531.4081 | 249.7264 | 0 | 198.2356 | 0 | 0 | 155.765 | 0 | 0 | 2531.4081 | 249.7264 | 0 | 198.2356 | 0 | 0 | 0.30733 | 0.24092
2018-12-12 10:00 | 12 | 10 | 4 | 0 | 0 | 0.44854 | 178.9107 | 178.9107 | 22.4271 | 16.2515 | 9.7834 | 12.9006 | 12.9006 | 2907.5589 | 22.4271 | 0 | 2543.0867 | 364.4722 | 0 | 289.3221 | 0 | 0 | 156.4836 | 0 | 0 | 2543.0867 | 364.4722 | 0 | 289.3221 | 0 | 0 | 0.44854 | 0.35079
2018-12-12 11:00 | 12 | 11 | 4 | 0 | 1 | 0.52645 | 179.5772 | 179.5772 | 26.3224 | 16.2515 | 9.7834 | 12.9006 | 12.9006 | 2918.3918 | 26.3224 | 0 | 2490.6145 | 427.7773 | 0 | 339.5744 | 0 | 0 | 153.2548 | 0 | 0 | 2490.6145 | 427.7773 | 0 | 339.5744 | 0 | 0 | 0.52645 | 0.20552
2018-12-12 12:00 | 12 | 12 | 4 | 0 | 1 | 0.55071 | 174.1819 | 174.1819 | 27.5357 | 16.2515 | 9.7834 | 12.9006 | 12.9006 | 2830.7099 | 27.5357 | 0 | 2383.2147 | 447.4952 | 0 | 355.2267 | 0 | 0 | 146.6462 | 0 | 0 | 2383.2147 | 447.4952 | 0 | 355.2267 | 0 | 0 | 0.55071 | 0.23769
2018-12-12 13:00 | 12 | 13 | 4 | 0 | 1 | 0.51654 | 162.2404 | 162.2404 | 25.827 | 16.2515 | 9.7834 | 12.9006 | 12.9006 | 2636.6429 | 25.827 | 0 | 2216.9173 | 419.7256 | 0 | 333.1828 | 0 | 0 | 136.4135 | 0 | 0 | 2216.9173 | 419.7256 | 0 | 333.1828 | 0 | 0 | 0.51654 | 0.33315
2018-12-12 14:00 | 12 | 14 | 4 | 0 | 1 | 0.42626 | 148.3319 | 148.3319 | 21.313 | 16.2515 | 9.7834 | 12.9006 | 12.9006 | 2410.6099 | 21.313 | 0 | 2064.2427 | 346.3673 | 0 | 274.9502 | 0 | 0 | 127.0189 | 0 | 0 | 2064.2427 | 346.3673 | 0 | 274.9502 | 0 | 0 | 0.42626 | 0.40556
2018-12-12 15:00 | 12 | 15 | 4 | 0 | 1 | 0.2803 | 131.6317 | 131.6317 | 14.015 | 16.2515 | 9.7834 | 12.9006 | 12.9006 | 2139.2074 | 14.015 | 0 | 1911.4433 | 227.7642 | 0 | 180.8017 | 0 | 0 | 117.6167 | 0 | 0 | 1911.4433 | 227.7642 | 0 | 180.8017 | 0 | 0 | 0.2803 | 0.24102
2018-12-12 16:00 | 12 | 16 | 4 | 0 | 1 | 0.070661 | 117.0661 | 117.0661 | 3.5331 | 16.2515 | 9.7834 | 12.9006 | 12.9006 | 1902.4943 | 3.5331 | 0 | 1845.0769 | 57.4174 | 0 | 45.5786 | 0 | 0 | 113.533 | 0 | 0 | 1845.0769 | 57.4174 | 0 | 45.5786 | 0 | 0 | 0.070661 | 0.054676
2018-12-12 17:00 | 12 | 17 | 4 | 0 | 1 | 0 | 121.196 | 121.196 | 0 | 16.2515 | 9.7834 | 12.9006 | 12.9006 | 1969.6112 | 0 | 0 | 1969.6112 | 0 | 0 | 0 | 0 | 0 | 121.196 | 0 | 0 | 1969.6112 | 0 | 0 | 0 | 0 | 0 | 0 | 0
2018-12-12 18:00 | 12 | 18 | 4 | 0 | 1 | 0 | 111.7123 | 111.7123 | 0 | 16.2515 | 9.7834 | 12.9006 | 12.9006 | 1815.4884 | 0 | 0 | 1815.4884 | 0 | 0 | 0 | 0 | 0 | 111.7123 | 0 | 0 | 1815.4884 | 0 | 0 | 0 | 0 | 0 | 0 | 0
2018-12-12 19:00 | 12 | 19 | 4 | 0 | 0 | 0 | 104.8887 | 104.8887 | 0 | 16.2515 | 9.7834 | 12.9006 | 12.9006 | 1704.5938 | 0 | 0 | 1704.5938 | 0 | 0 | 0 | 0 | 0 | 104.8887 | 0 | 0 | 1704.5938 | 0 | 0 | 0 | 0 | 0 | 0 | 0
2018-12-12 20:00 | 12 | 20 | 4 | 0 | 0 | 0 | 100.6862 | 100.6862 | 0 | 16.2515 | 9.7834 | 12.9006 | 12.9006 | 1636.2972 | 0 | 0 | 1636.2972 | 0 | 0 | 0 | 0 | 0 | 100.6862 | 0 | 0 | 1636.2972 | 0 | 0 | 0 | 0 | 0 | 0 | 0
2018-12-12 21:00 | 12 | 21 | 4 | 0 | 0 | 0 | 87.221 | 87.221 | 0 | 16.2515 | 9.7834 | 12.9006 | 12.9006 | 1417.4685 | 0 | 0 | 1417.4685 | 0 | 0 | 0 | 0 | 0 | 87.221 | 0 | 0 | 1417.4685 | 0 | 0 | 0 | 0 | 0 | 0 | 0
2018-12-12 22:00 | 12 | 22 | 4 | 0 | 0 | 0 | 82.8235 | 82.8235 | 0 | 16.2515 | 9.7834 | 12.9006 | 12.9006 | 1346.0019 | 0 | 0 | 1346.0019 | 0 | 0 | 0 | 0 | 0 | 82.8235 | 0 | 0 | 1346.0019 | 0 | 0 | 0 | 0 | 0 | 0 | 0
2018-12-12 23:00 | 12 | 23 | 4 | 0 | 0 | 0 | 81.8798 | 81.8798 | 0 | 16.2515 | 9.7834 | 12.9006 | 12.9006 | 1330.6666 | 0 | 0 | 1330.6666 | 0 | 0 | 0 | 0 | 0 | 81.8798 | 0 | 0 | 1330.6666 | 0 | 0 | 0 | 0 | 0 | 0 | 0
2018-12-13 | 12 | 0 | 5 | 0 | 0 | 0 | 82.6923 | 82.6923 | 0 | 16.2515 | 9.7834 | 12.9006 | 12.9006 | 1343.8707 | 0 | 0 | 1343.8707 | 0 | 0 | 0 | 0 | 0 | 82.6923 | 0 | 0 | 1343.8707 | 0 | 0 | 0 | 0 | 0 | 0 | 0
2018-12-13 01:00 | 12 | 1 | 5 | 0 | 0 | 0 | 83.5795 | 83.5795 | 0 | 16.2515 | 9.7834 | 12.9006 | 12.9006 | 1358.2879 | 0 | 0 | 1358.2879 | 0 | 0 | 0 | 0 | 0 | 83.5795 | 0 | 0 | 1358.2879 | 0 | 0 | 0 | 0 | 0 | 0 | 0
2018-12-13 02:00 | 12 | 2 | 5 | 0 | 0 | 0 | 84.4501 | 84.4501 | 0 | 16.2515 | 9.7834 | 12.9006 | 12.9006 | 1372.4373 | 0 | 0 | 1372.4373 | 0 | 0 | 0 | 0 | 0 | 84.4501 | 0 | 0 | 1372.4373 | 0 | 0 | 0 | 0 | 0 | 0 | 0
2018-12-13 03:00 | 12 | 3 | 5 | 0 | 0 | 0 | 88.1492 | 88.1492 | 0 | 16.2515 | 9.7834 | 12.9006 | 12.9006 | 1432.5526 | 0 | 0 | 1432.5526 | 0 | 0 | 0 | 0 | 0 | 88.1492 | 0 | 0 | 1432.5526 | 0 | 0 | 0 | 0 | 0 | 0 | 0
2018-12-13 04:00 | 12 | 4 | 5 | 0 | 0 | 0 | 97.1705 | 97.1705 | 0 | 16.2515 | 9.7834 | 12.9006 | 12.9006 | 1579.1627 | 0 | 0 | 1579.1627 | 0 | 0 | 0 | 0 | 0 | 97.1705 | 0 | 0 | 1579.1627 | 0 | 0 | 0 | 0 | 0 | 0 | 0
2018-12-13 05:00 | 12 | 5 | 5 | 0 | 0 | 0 | 111.1311 | 111.1311 | 0 | 16.2515 | 9.7834 | 12.9006 | 12.9006 | 1806.0428 | 0 | 0 | 1806.0428 | 0 | 0 | 0 | 0 | 0 | 111.1311 | 0 | 0 | 1806.0428 | 0 | 0 | 0 | 0 | 0 | 0 | 0
2018-12-13 06:00 | 12 | 6 | 5 | 0 | 0 | 0 | 147.7877 | 147.7877 | 0 | 16.2515 | 9.7834 | 12.9006 | 12.9006 | 2401.7657 | 0 | 0 | 2401.7657 | 0 | 0 | 0 | 0 | 0 | 147.7877 | 0 | 0 | 2401.7657 | 0 | 0 | 0 | 0 | 0 | 0 | 0
2018-12-13 07:00 | 12 | 7 | 5 | 0 | 0 | 0 | 163.5656 | 163.5656 | 0 | 16.2515 | 9.7834 | 12.9006 | 12.9006 | 2658.1789 | 0 | 0 | 2658.1789 | 0 | 0 | 0 | 0 | 0 | 163.5656 | 0 | 0 | 2658.1789 | 0 | 0 | 0 | 0 | 0 | 0 | 0
2018-12-13 08:00 | 12 | 8 | 5 | 0 | 0 | 0.0098892 | 163.6474 | 163.6474 | 0.49446 | 16.2515 | 9.7834 | 12.9006 | 12.9006 | 2659.5092 | 0.49446 | 0 | 2651.4735 | 8.0357 | 0 | 6.3788 | 0 | 0 | 163.153 | 0 | 0 | 2651.4735 | 8.0357 | 0 | 6.3788 | 0 | 0 | 0.0098892 | 0.057792
2018-12-13 09:00 | 12 | 9 | 5 | 0 | 0 | 0.03414 | 174.4109 | 174.4109 | 1.707 | 16.2515 | 9.7834 | 12.9006 | 12.9006 | 2834.4309 | 1.707 | 0 | 2806.6896 | 27.7413 | 0 | 22.0214 | 0 | 0 | 172.7039 | 0 | 0 | 2806.6896 | 27.7413 | 0 | 22.0214 | 0 | 0 | 0.03414 | 0.11168
2018-12-13 10:00 | 12 | 10 | 5 | 0 | 0 | 0.154 | 182.5985 | 182.5985 | 7.6999 | 16.2515 | 9.7834 | 12.9006 | 12.9006 | 2967.492 | 7.6999 | 0 | 2842.3566 | 125.1354 | 0 | 99.3339 | 0 | 0 | 174.8986 | 0 | 0 | 2842.3566 | 125.1354 | 0 | 99.3339 | 0 | 0 | 0.154 | 0.21104
2018-12-13 11:00 | 12 | 11 | 5 | 0 | 1 | 0.27121 | 183.9682 | 183.9682 | 13.5603 | 16.2515 | 9.7834 | 12.9006 | 12.9006 | 2989.7505 | 13.5603 | 0 | 2769.375 | 220.3754 | 0 | 174.9365 | 0 | 0 | 170.4078 | 0 | 0 | 2769.375 | 220.3754 | 0 | 174.9365 | 0 | 0 | 0.27121 | 0.29213
2018-12-13 12:00 | 12 | 12 | 5 | 0 | 1 | 0.34282 | 177.6642 | 177.6642 | 17.1412 | 16.2515 | 9.7834 | 12.9006 | 12.9006 | 2887.3022 | 17.1412 | 0 | 2608.7328 | 278.5695 | 0 | 221.1316 | 0 | 0 | 160.523 | 0 | 0 | 2608.7328 | 278.5695 | 0 | 221.1316 | 0 | 0 | 0.34282 | 0.27866
2018-12-13 13:00 | 12 | 13 | 5 | 0 | 1 | 0.2549 | 165.5742 | 165.5742 | 12.745 | 16.2515 | 9.7834 | 12.9006 | 12.9006 | 2690.8223 | 12.745 | 0 | 2483.6975 | 207.1248 | 0 | 164.418 | 0 | 0 | 152.8292 | 0 | 0 | 2483.6975 | 207.1248 | 0 | 164.418 | 0 | 0 | 0.2549 | 0.39107
2018-12-13 14:00 | 12 | 14 | 5 | 0 | 1 | 0.047238 | 150.7409 | 150.7409 | 2.3619 | 16.2515 | 9.7834 | 12.9006 | 12.9006 | 2449.7595 | 2.3619 | 0 | 2411.3751 | 38.3843 | 0 | 30.4699 | 0 | 0 | 148.379 | 0 | 0 | 2411.3751 | 38.3843 | 0 | 30.4699 | 0 | 0 | 0.047238 | 0.34065
2018-12-13 15:00 | 12 | 15 | 5 | 0 | 1 | 0.010667 | 132.8109 | 132.8109 | 0.53336 | 16.2515 | 9.7834 | 12.9006 | 12.9006 | 2158.371 | 0.53336 | 0 | 2149.7031 | 8.6679 | 0 | 6.8807 | 0 | 0 | 132.2776 | 0 | 0 | 2149.7031 | 8.6679 | 0 | 6.8807 | 0 | 0 | 0.010667 | 0.17732
2018-12-13 16:00 | 12 | 16 | 5 | 0 | 1 | 0.013548 | 118.2955 | 118.2955 | 0.67742 | 16.2515 | 9.7834 | 12.9006 | 12.9006 | 1922.4735 | 0.67742 | 0 | 1911.4644 | 11.0091 | 0 | 8.7392 | 0 | 0 | 117.618 | 0 | 0 | 1911.4644 | 11.0091 | 0 | 8.7392 | 0 | 0 | 0.013548 | 0.029374
2018-12-13 17:00 | 12 | 17 | 5 | 0 | 1 | 0 | 123.1194 | 123.1194 | 0 | 16.2515 | 9.7834 | 12.9006 | 12.9006 | 2000.8697 | 0 | 0 | 2000.8697 | 0 | 0 | 0 | 0 | 0 | 123.1194 | 0 | 0 | 2000.8697 | 0 | 0 | 0 | 0 | 0 | 0 | 0
2018-12-13 18:00 | 12 | 18 | 5 | 0 | 1 | 0 | 114.0867 | 114.0867 | 0 | 16.2515 | 9.7834 | 12.9006 | 12.9006 | 1854.0747 | 0 | 0 | 1854.0747 | 0 | 0 | 0 | 0 | 0 | 114.0867 | 0 | 0 | 1854.0747 | 0 | 0 | 0 | 0 | 0 | 0 | 0
2018-12-13 19:00 | 12 | 19 | 5 | 0 | 0 | 0 | 107.4896 | 107.4896 | 0 | 16.2515 | 9.7834 | 12.9006 | 12.9006 | 1746.8621 | 0 | 0 | 1746.8621 | 0 | 0 | 0 | 0 | 0 | 107.4896 | 0 | 0 | 1746.8621 | 0 | 0 | 0 | 0 | 0 | 0 | 0
2018-12-13 20:00 | 12 | 20 | 5 | 0 | 0 | 0 | 103.1985 | 103.1985 | 0 | 16.2515 | 9.7834 | 12.9006 | 12.9006 | 1677.1267 | 0 | 0 | 1677.1267 | 0 | 0 | 0 | 0 | 0 | 103.1985 | 0 | 0 | 1677.1267 | 0 | 0 | 0 | 0 | 0 | 0 | 0
2018-12-13 21:00 | 12 | 21 | 5 | 0 | 0 | 0 | 88.289 | 88.289 | 0 | 16.2515 | 9.7834 | 12.9006 | 12.9006 | 1434.8253 | 0 | 0 | 1434.8253 | 0 | 0 | 0 | 0 | 0 | 88.289 | 0 | 0 | 1434.8253 | 0 | 0 | 0 | 0 | 0 | 0 | 0
2018-12-13 22:00 | 12 | 22 | 5 | 0 | 0 | 0 | 82.9947 | 82.9947 | 0 | 16.2515 | 9.7834 | 12.9006 | 12.9006 | 1348.7854 | 0 | 0 | 1348.7854 | 0 | 0 | 0 | 0 | 0 | 82.9947 | 0 | 0 | 1348.7854 | 0 | 0 | 0 | 0 | 0 | 0 | 0
2018-12-13 23:00 | 12 | 23 | 5 | 0 | 0 | 0 | 81.8137 | 81.8137 | 0 | 16.2515 | 9.7834 | 12.9006 | 12.9006 | 1329.592 | 0 | 0 | 1329.592 | 0 | 0 | 0 | 0 | 0 | 81.8137 | 0 | 0 | 1329.592 | 0 | 0 | 0 | 0 | 0 | 0 | 0
2018-12-14 | 12 | 0 | 6 | 0 | 0 | 0 | 82.0032 | 82.0032 | 0 | 16.2515 | 9.7834 | 12.9006 | 12.9006 | 1332.6719 | 0 | 0 | 1332.6719 | 0 | 0 | 0 | 0 | 0 | 82.0032 | 0 | 0 | 1332.6719 | 0 | 0 | 0 | 0 | 0 | 0 | 0
2018-12-14 01:00 | 12 | 1 | 6 | 0 | 0 | 0 | 82.4587 | 82.4587 | 0 | 16.2515 | 9.7834 | 12.9006 | 12.9006 | 1340.0742 | 0 | 0 | 1340.0742 | 0 | 0 | 0 | 0 | 0 | 82.4587 | 0 | 0 | 1340.0742 | 0 | 0 | 0 | 0 | 0 | 0 | 0
2018-12-14 02:00 | 12 | 2 | 6 | 0 | 0 | 0 | 83.1406 | 83.1406 | 0 | 16.2515 | 9.7834 | 12.9006 | 12.9006 | 1351.1553 | 0 | 0 | 1351.1553 | 0 | 0 | 0 | 0 | 0 | 83.1406 | 0 | 0 | 1351.1553 | 0 | 0 | 0 | 0 | 0 | 0 | 0
2018-12-14 03:00 | 12 | 3 | 6 | 0 | 0 | 0 | 86.4727 | 86.4727 | 0 | 16.2515 | 9.7834 | 12.9006 | 12.9006 | 1405.3066 | 0 | 0 | 1405.3066 | 0 | 0 | 0 | 0 | 0 | 86.4727 | 0 | 0 | 1405.3066 | 0 | 0 | 0 | 0 | 0 | 0 | 0
2018-12-14 04:00 | 12 | 4 | 6 | 0 | 0 | 0 | 94.7635 | 94.7635 | 0 | 16.2515 | 9.7834 | 12.9006 | 12.9006 | 1540.0451 | 0 | 0 | 1540.0451 | 0 | 0 | 0 | 0 | 0 | 94.7635 | 0 | 0 | 1540.0451 | 0 | 0 | 0 | 0 | 0 | 0 | 0
2018-12-14 05:00 | 12 | 5 | 6 | 0 | 0 | 0 | 108.0208 | 108.0208 | 0 | 16.2515 | 9.7834 | 12.9006 | 12.9006 | 1755.4956 | 0 | 0 | 1755.4956 | 0 | 0 | 0 | 0 | 0 | 108.0208 | 0 | 0 | 1755.4956 | 0 | 0 | 0 | 0 | 0 | 0 | 0
2018-12-14 06:00 | 12 | 6 | 6 | 0 | 0 | 0 | 144.6177 | 144.6177 | 0 | 16.2515 | 9.7834 | 12.9006 | 12.9006 | 2350.2478 | 0 | 0 | 2350.2478 | 0 | 0 | 0 | 0 | 0 | 144.6177 | 0 | 0 | 2350.2478 | 0 | 0 | 0 | 0 | 0 | 0 | 0
2018-12-14 07:00 | 12 | 7 | 6 | 0 | 0 | 0 | 162.0759 | 162.0759 | 0 | 16.2515 | 9.7834 | 12.9006 | 12.9006 | 2633.9699 | 0 | 0 | 2633.9699 | 0 | 0 | 0 | 0 | 0 | 162.0759 | 0 | 0 | 2633.9699 | 0 | 0 | 0 | 0 | 0 | 0 | 0
2018-12-14 08:00 | 12 | 8 | 6 | 0 | 0 | 0 | 162.2969 | 162.2969 | 0 | 16.2515 | 9.7834 | 12.9006 | 12.9006 | 2637.5615 | 0 | 0 | 2637.5615 | 0 | 0 | 0 | 0 | 0 | 162.2969 | 0 | 0 | 2637.5615 | 0 | 0 | 0 | 0 | 0 | 0 | 0.027553
2018-12-14 09:00 | 12 | 9 | 6 | 0 | 0 | 0.020686 | 171.5544 | 171.5544 | 1.0343 | 16.2515 | 9.7834 | 12.9006 | 12.9006 | 2788.0083 | 1.0343 | 0 | 2771.1996 | 16.8087 | 0 | 13.3429 | 0 | 0 | 170.5201 | 0 | 0 | 2771.1996 | 16.8087 | 0 | 13.3429 | 0 | 0 | 0.020686 | 0.19463
2018-12-14 10:00 | 12 | 10 | 6 | 0 | 0 | 0.038457 | 178.4311 | 178.4311 | 1.9229 | 16.2515 | 9.7834 | 12.9006 | 12.9006 | 2899.7648 | 1.9229 | 0 | 2868.5155 | 31.2493 | 0 | 24.806 | 0 | 0 | 176.5082 | 0 | 0 | 2868.5155 | 31.2493 | 0 | 24.806 | 0 | 0 | 0.038457 | 0.12185
2018-12-14 11:00 | 12 | 11 | 6 | 0 | 1 | 0.042641 | 178.613 | 178.613 | 2.1321 | 16.2515 | 9.7834 | 12.9006 | 12.9006 | 2902.7213 | 2.1321 | 0 | 2868.0723 | 34.649 | 0 | 27.5048 | 0 | 0 | 176.4809 | 0 | 0 | 2868.0723 | 34.649 | 0 | 27.5048 | 0 | 0 | 0.042641 | 0.1564
2018-12-14 12:00 | 12 | 12 | 6 | 0 | 1 | 0.026295 | 171.3977 | 171.3977 | 1.3147 | 16.2515 | 9.7834 | 12.9006 | 12.9006 | 2785.4626 | 1.3147 | 0 | 2764.0963 | 21.3663 | 0 | 16.9608 | 0 | 0 | 170.083 | 0 | 0 | 2764.0963 | 21.3663 | 0 | 16.9608 | 0 | 0 | 0.026295 | 0.23563
2018-12-14 13:00 | 12 | 13 | 6 | 0 | 1 | 0.045394 | 158.6809 | 158.6809 | 2.2697 | 16.2515 | 9.7834 | 12.9006 | 12.9006 | 2578.7966 | 2.2697 | 0 | 2541.9103 | 36.8863 | 0 | 29.2807 | 0 | 0 | 156.4112 | 0 | 0 | 2541.9103 | 36.8863 | 0 | 29.2807 | 0 | 0 | 0.045394 | 0.19439
2018-12-14 14:00 | 12 | 14 | 6 | 0 | 1 | 0.031474 | 144.3513 | 144.3513 | 1.5737 | 16.2515 | 9.7834 | 12.9006 | 12.9006 | 2345.9187 | 1.5737 | 0 | 2320.3434 | 25.5752 | 0 | 20.3019 | 0 | 0 | 142.7776 | 0 | 0 | 2320.3434 | 25.5752 | 0 | 20.3019 | 0 | 0 | 0.031474 | 0.14186
2018-12-14 15:00 | 12 | 15 | 6 | 0 | 1 | 0.0082556 | 126.9456 | 126.9456 | 0.41278 | 16.2515 | 9.7834 | 12.9006 | 12.9006 | 2063.0504 | 0.41278 | 0 | 2056.3421 | 6.7083 | 0 | 5.3251 | 0 | 0 | 126.5328 | 0 | 0 | 2056.3421 | 6.7083 | 0 | 5.3251 | 0 | 0 | 0.0082556 | 0.13221
2018-12-14 16:00 | 12 | 16 | 6 | 0 | 1 | 0.00020561 | 112.6422 | 112.6422 | 0.01028 | 16.2515 | 9.7834 | 12.9006 | 12.9006 | 1830.5997 | 0.01028 | 0 | 1830.4327 | 0.16707 | 0 | 0.13262 | 0 | 0 | 112.6319 | 0 | 0 | 1830.4327 | 0.16707 | 0 | 0.13262 | 0 | 0 | 0.00020561 | 0.036339
2018-12-14 17:00 | 12 | 17 | 6 | 0 | 1 | 0 | 118.0271 | 118.0271 | 0 | 16.2515 | 9.7834 | 12.9006 | 12.9006 | 1918.1119 | 0 | 0 | 1918.1119 | 0 | 0 | 0 | 0 | 0 | 118.0271 | 0 | 0 | 1918.1119 | 0 | 0 | 0 | 0 | 0 | 0 | 0
2018-12-14 18:00 | 12 | 18 | 6 | 0 | 1 | 0 | 109.9282 | 109.9282 | 0 | 16.2515 | 9.7834 | 12.9006 | 12.9006 | 1786.4933 | 0 | 0 | 1786.4933 | 0 | 0 | 0 | 0 | 0 | 109.9282 | 0 | 0 | 1786.4933 | 0 | 0 | 0 | 0 | 0 | 0 | 0
2018-12-14 19:00 | 12 | 19 | 6 | 0 | 0 | 0 | 103.8199 | 103.8199 | 0 | 16.2515 | 9.7834 | 12.9006 | 12.9006 | 1687.225 | 0 | 0 | 1687.225 | 0 | 0 | 0 | 0 | 0 | 103.8199 | 0 | 0 | 1687.225 | 0 | 0 | 0 | 0 | 0 | 0 | 0
2018-12-14 20:00 | 12 | 20 | 6 | 0 | 0 | 0 | 99.751 | 99.751 | 0 | 16.2515 | 9.7834 | 12.9006 | 12.9006 | 1621.0989 | 0 | 0 | 1621.0989 | 0 | 0 | 0 | 0 | 0 | 99.751 | 0 | 0 | 1621.0989 | 0 | 0 | 0 | 0 | 0 | 0 | 0
2018-12-14 21:00 | 12 | 21 | 6 | 0 | 0 | 0 | 86.124 | 86.124 | 0 | 16.2515 | 9.7834 | 12.9006 | 12.9006 | 1399.6411 | 0 | 0 | 1399.6411 | 0 | 0 | 0 | 0 | 0 | 86.124 | 0 | 0 | 1399.6411 | 0 | 0 | 0 | 0 | 0 | 0 | 0
2018-12-14 22:00 | 12 | 22 | 6 | 0 | 0 | 0 | 80.3505 | 80.3505 | 0 | 16.2515 | 9.7834 | 12.9006 | 12.9006 | 1305.8122 | 0 | 0 | 1305.8122 | 0 | 0 | 0 | 0 | 0 | 80.3505 | 0 | 0 | 1305.8122 | 0 | 0 | 0 | 0 | 0 | 0 | 0
2018-12-14 23:00 | 12 | 23 | 6 | 0 | 0 | 0 | 79.0865 | 79.0865 | 0 | 16.2515 | 9.7834 | 12.9006 | 12.9006 | 1285.27 | 0 | 0 | 1285.27 | 0 | 0 | 0 | 0 | 0 | 79.0865 | 0 | 0 | 1285.27 | 0 | 0 | 0 | 0 | 0 | 0 | 0
2018-12-15 | 12 | 0 | 7 | 0 | 0 | 0 | 73.2411 | 73.2411 | 0 | 16.2515 | 9.7834 | 12.9006 | 12.9006 | 1190.2748 | 0 | 0 | 1190.2748 | 0 | 0 | 0 | 0 | 0 | 73.2411 | 0 | 0 | 1190.2748 | 0 | 0 | 0 | 0 | 0 | 0 | 0
2018-12-15 01:00 | 12 | 1 | 7 | 0 | 0 | 0 | 70.2637 | 70.2637 | 0 | 16.2515 | 9.7834 | 12.9006 | 12.9006 | 1141.8871 | 0 | 0 | 1141.8871 | 0 | 0 | 0 | 0 | 0 | 70.2637 | 0 | 0 | 1141.8871 | 0 | 0 | 0 | 0 | 0 | 0 | 0
2018-12-15 02:00 | 12 | 2 | 7 | 0 | 0 | 0 | 69.7055 | 69.7055 | 0 | 16.2515 | 9.7834 | 12.9006 | 12.9006 | 1132.8166 | 0 | 0 | 1132.8166 | 0 | 0 | 0 | 0 | 0 | 69.7055 | 0 | 0 | 1132.8166 | 0 | 0 | 0 | 0 | 0 | 0 | 0
2018-12-15 03:00 | 12 | 3 | 7 | 0 | 0 | 0 | 69.3378 | 69.3378 | 0 | 16.2515 | 9.7834 | 12.9006 | 12.9006 | 1126.8394 | 0 | 0 | 1126.8394 | 0 | 0 | 0 | 0 | 0 | 69.3378 | 0 | 0 | 1126.8394 | 0 | 0 | 0 | 0 | 0 | 0 | 0
2018-12-15 04:00 | 12 | 4 | 7 | 0 | 0 | 0 | 68.8368 | 68.8368 | 0 | 16.2515 | 9.7834 | 12.9006 | 12.9006 | 1118.6976 | 0 | 0 | 1118.6976 | 0 | 0 | 0 | 0 | 0 | 68.8368 | 0 | 0 | 1118.6976 | 0 | 0 | 0 | 0 | 0 | 0 | 0
2018-12-15 05:00 | 12 | 5 | 7 | 0 | 0 | 0 | 68.2233 | 68.2233 | 0 | 16.2515 | 9.7834 | 12.9006 | 12.9006 | 1108.7279 | 0 | 0 | 1108.7279 | 0 | 0 | 0 | 0 | 0 | 68.2233 | 0 | 0 | 1108.7279 | 0 | 0 | 0 | 0 | 0 | 0 | 0
2018-12-15 06:00 | 12 | 6 | 7 | 0 | 0 | 0 | 89.0234 | 89.0234 | 0 | 16.2515 | 9.7834 | 12.9006 | 12.9006 | 1446.7597 | 0 | 0 | 1446.7597 | 0 | 0 | 0 | 0 | 0 | 89.0234 | 0 | 0 | 1446.7597 | 0 | 0 | 0 | 0 | 0 | 0 | 0
2018-12-15 07:00 | 12 | 7 | 7 | 0 | 0 | 0 | 86.1346 | 86.1346 | 0 | 16.2515 | 9.7834 | 12.9006 | 12.9006 | 1399.8126 | 0 | 0 | 1399.8126 | 0 | 0 | 0 | 0 | 0 | 86.1346 | 0 | 0 | 1399.8126 | 0 | 0 | 0 | 0 | 0 | 0 | 0
2018-12-15 08:00 | 12 | 8 | 7 | 0 | 0 | 0.0032951 | 66.5786 | 66.5786 | 0.16476 | 16.2515 | 9.7834 | 12.9006 | 12.9006 | 1081.9996 | 0.16476 | 0 | 1079.3221 | 2.6775 | 0 | 2.1255 | 0 | 0 | 66.4139 | 0 | 0 | 1079.3221 | 2.6775 | 0 | 2.1255 | 0 | 0 | 0.0032951 | 0.02246
2018-12-15 09:00 | 12 | 9 | 7 | 0 | 0 | 0.019051 | 59.5241 | 59.5241 | 0.95257 | 16.2515 | 9.7834 | 12.9006 | 12.9006 | 967.3534 | 0.95257 | 0 | 951.8727 | 15.4806 | 0 | 12.2887 | 0 | 0 | 58.5715 | 0 | 0 | 951.8727 | 15.4806 | 0 | 12.2887 | 0 | 0 | 0.019051 | 0.11457
2018-12-15 10:00 | 12 | 10 | 7 | 0 | 0 | 0.0032103 | 57.1998 | 57.1998 | 0.16052 | 16.2515 | 9.7834 | 12.9006 | 12.9006 | 929.5796 | 0.16052 | 0 | 926.971 | 2.6086 | 0 | 2.0707 | 0 | 0 | 57.0393 | 0 | 0 | 926.971 | 2.6086 | 0 | 2.0707 | 0 | 0 | 0.0032103 | 0.066327
2018-12-15 11:00 | 12 | 11 | 7 | 0 | 1 | 0.043514 | 56.4406 | 56.4406 | 2.1757 | 16.2515 | 9.7834 | 12.9006 | 12.9006 | 917.2421 | 2.1757 | 0 | 881.8835 | 35.3586 | 0 | 28.0681 | 0 | 0 | 54.2649 | 0 | 0 | 881.8835 | 35.3586 | 0 | 28.0681 | 0 | 0 | 0.043514 | 0.20494
2018-12-15 12:00 | 12 | 12 | 7 | 0 | 1 | 0.39815 | 55.3044 | 55.3044 | 19.9074 | 16.2515 | 9.7834 | 12.9006 | 12.9006 | 898.7774 | 19.9074 | 0 | 575.2532 | 323.5242 | 0 | 256.8172 | 0 | 0 | 35.397 | 0 | 0 | 575.2532 | 323.5242 | 0 | 256.8172 | 0 | 0 | 0.39815 | 0.14254
2018-12-15 13:00 | 12 | 13 | 7 | 0 | 1 | 0.054489 | 54.0776 | 54.0776 | 2.7244 | 16.2515 | 9.7834 | 12.9006 | 12.9006 | 878.8392 | 2.7244 | 0 | 834.5633 | 44.2759 | 0 | 35.1467 | 0 | 0 | 51.3531 | 0 | 0 | 834.5633 | 44.2759 | 0 | 35.1467 | 0 | 0 | 0.054489 | 0.23585
2018-12-15 14:00 | 12 | 14 | 7 | 0 | 1 | 0.031803 | 53.6709 | 53.6709 | 1.5901 | 16.2515 | 9.7834 | 12.9006 | 12.9006 | 872.2309 | 1.5901 | 0 | 846.3888 | 25.8422 | 0 | 20.5138 | 0 | 0 | 52.0808 | 0 | 0 | 846.3888 | 25.8422 | 0 | 20.5138 | 0 | 0 | 0.031803 | 0.238
2018-12-15 15:00 | 12 | 15 | 7 | 0 | 1 | 0.010288 | 53.7865 | 53.7865 | 0.51441 | 16.2515 | 9.7834 | 12.9006 | 12.9006 | 874.1082 | 0.51441 | 0 | 865.7483 | 8.3599 | 0 | 6.6362 | 0 | 0 | 53.272 | 0 | 0 | 865.7483 | 8.3599 | 0 | 6.6362 | 0 | 0 | 0.010288 | 0.10388
2018-12-15 16:00 | 12 | 16 | 7 | 0 | 1 | 0.061577 | 54.1982 | 54.1982 | 3.0788 | 16.2515 | 9.7834 | 12.9006 | 12.9006 | 880.8004 | 3.0788 | 0 | 830.7649 | 50.0355 | 0 | 39.7187 | 0 | 0 | 51.1194 | 0 | 0 | 830.7649 | 50.0355 | 0 | 39.7187 | 0 | 0 | 0.061577 | 0.029134
2018-12-15 17:00 | 12 | 17 | 7 | 0 | 1 | 0 | 74.2033 | 74.2033 | 0 | 16.2515 | 9.7834 | 12.9006 | 12.9006 | 1205.9117 | 0 | 0 | 1205.9117 | 0 | 0 | 0 | 0 | 0 | 74.2033 | 0 | 0 | 1205.9117 | 0 | 0 | 0 | 0 | 0 | 0 | 0
2018-12-15 18:00 | 12 | 18 | 7 | 0 | 1 | 0 | 78.3268 | 78.3268 | 0 | 16.2515 | 9.7834 | 12.9006 | 12.9006 | 1272.9242 | 0 | 0 | 1272.9242 | 0 | 0 | 0 | 0 | 0 | 78.3268 | 0 | 0 | 1272.9242 | 0 | 0 | 0 | 0 | 0 | 0 | 0
2018-12-15 19:00 | 12 | 19 | 7 | 0 | 0 | 0 | 80.9929 | 80.9929 | 0 | 16.2515 | 9.7834 | 12.9006 | 12.9006 | 1316.253 | 0 | 0 | 1316.253 | 0 | 0 | 0 | 0 | 0 | 80.9929 | 0 | 0 | 1316.253 | 0 | 0 | 0 | 0 | 0 | 0 | 0
2018-12-15 20:00 | 12 | 20 | 7 | 0 | 0 | 0 | 84.252 | 84.252 | 0 | 16.2515 | 9.7834 | 12.9006 | 12.9006 | 1369.218 | 0 | 0 | 1369.218 | 0 | 0 | 0 | 0 | 0 | 84.252 | 0 | 0 | 1369.218 | 0 | 0 | 0 | 0 | 0 | 0 | 0
2018-12-15 21:00 | 12 | 21 | 7 | 0 | 0 | 0 | 75.836 | 75.836 | 0 | 16.2515 | 9.7834 | 12.9006 | 12.9006 | 1232.4455 | 0 | 0 | 1232.4455 | 0 | 0 | 0 | 0 | 0 | 75.836 | 0 | 0 | 1232.4455 | 0 | 0 | 0 | 0 | 0 | 0 | 0
2018-12-15 22:00 | 12 | 22 | 7 | 0 | 0 | 0 | 73.8078 | 73.8078 | 0 | 16.2515 | 9.7834 | 12.9006 | 12.9006 | 1199.4843 | 0 | 0 | 1199.4843 | 0 | 0 | 0 | 0 | 0 | 73.8078 | 0 | 0 | 1199.4843 | 0 | 0 | 0 | 0 | 0 | 0 | 0
2018-12-15 23:00 | 12 | 23 | 7 | 0 | 0 | 0 | 73.4453 | 73.4453 | 0 | 16.2515 | 9.7834 | 12.9006 | 12.9006 | 1193.5928 | 0 | 0 | 1193.5928 | 0 | 0 | 0 | 0 | 0 | 73.4453 | 0 | 0 | 1193.5928 | 0 | 0 | 0 | 0 | 0 | 0 | 0
2018-12-16 | 12 | 0 | 1 | 0 | 0 | 0 | 66.5141 | 66.5141 | 0 | 16.2515 | 9.7834 | 12.9006 | 12.9006 | 1080.9516 | 0 | 0 | 1080.9516 | 0 | 0 | 0 | 0 | 0 | 66.5141 | 0 | 0 | 1080.9516 | 0 | 0 | 0 | 0 | 0 | 0 | 0
2018-12-16 01:00 | 12 | 1 | 1 | 0 | 0 | 0 | 64.1633 | 64.1633 | 0 | 16.2515 | 9.7834 | 12.9006 | 12.9006 | 1042.747 | 0 | 0 | 1042.747 | 0 | 0 | 0 | 0 | 0 | 64.1633 | 0 | 0 | 1042.747 | 0 | 0 | 0 | 0 | 0 | 0 | 0
2018-12-16 02:00 | 12 | 2 | 1 | 0 | 0 | 0 | 64.7753 | 64.7753 | 0 | 16.2515 | 9.7834 | 12.9006 | 12.9006 | 1052.6925 | 0 | 0 | 1052.6925 | 0 | 0 | 0 | 0 | 0 | 64.7753 | 0 | 0 | 1052.6925 | 0 | 0 | 0 | 0 | 0 | 0 | 0
2018-12-16 03:00 | 12 | 3 | 1 | 0 | 0 | 0 | 63.2607 | 63.2607 | 0 | 16.2515 | 9.7834 | 12.9006 | 12.9006 | 1028.0781 | 0 | 0 | 1028.0781 | 0 | 0 | 0 | 0 | 0 | 63.2607 | 0 | 0 | 1028.0781 | 0 | 0 | 0 | 0 | 0 | 0 | 0
2018-12-16 04:00 | 12 | 4 | 1 | 0 | 0 | 0 | 63.2711 | 63.2711 | 0 | 16.2515 | 9.7834 | 12.9006 | 12.9006 | 1028.2474 | 0 | 0 | 1028.2474 | 0 | 0 | 0 | 0 | 0 | 63.2711 | 0 | 0 | 1028.2474 | 0 | 0 | 0 | 0 | 0 | 0 | 0
2018-12-16 05:00 | 12 | 5 | 1 | 0 | 0 | 0 | 64.012 | 64.012 | 0 | 16.2515 | 9.7834 | 12.9006 | 12.9006 | 1040.288 | 0 | 0 | 1040.288 | 0 | 0 | 0 | 0 | 0 | 64.012 | 0 | 0 | 1040.288 | 0 | 0 | 0 | 0 | 0 | 0 | 0
2018-12-16 06:00 | 12 | 6 | 1 | 0 | 0 | 0 | 83.2437 | 83.2437 | 0 | 16.2515 | 9.7834 | 12.9006 | 12.9006 | 1352.8321 | 0 | 0 | 1352.8321 | 0 | 0 | 0 | 0 | 0 | 83.2437 | 0 | 0 | 1352.8321 | 0 | 0 | 0 | 0 | 0 | 0 | 0
2018-12-16 07:00 | 12 | 7 | 1 | 0 | 0 | 0 | 79.4368 | 79.4368 | 0 | 16.2515 | 9.7834 | 12.9006 | 12.9006 | 1290.9641 | 0 | 0 | 1290.9641 | 0 | 0 | 0 | 0 | 0 | 79.4368 | 0 | 0 | 1290.9641 | 0 | 0 | 0 | 0 | 0 | 0 | 0
2018-12-16 08:00 | 12 | 8 | 1 | 0 | 0 | 0.020606 | 61.3939 | 61.3939 | 1.0303 | 16.2515 | 9.7834 | 12.9006 | 12.9006 | 997.7399 | 1.0303 | 0 | 980.9957 | 16.7442 | 0 | 13.2917 | 0 | 0 | 60.3636 | 0 | 0 | 980.9957 | 16.7442 | 0 | 13.2917 | 0 | 0 | 0.020606 | 0.019289
2018-12-16 09:00 | 12 | 9 | 1 | 0 | 0 | 0.19954 | 53.4366 | 53.4366 | 9.9768 | 16.2515 | 9.7834 | 12.9006 | 12.9006 | 868.4234 | 9.9768 | 0 | 706.285 | 162.1383 | 0 | 128.7072 | 0 | 0 | 43.4598 | 0 | 0 | 706.285 | 162.1383 | 0 | 128.7072 | 0 | 0 | 0.19954 | 0.121
2018-12-16 10:00 | 12 | 10 | 1 | 0 | 0 | 0.23322 | 50.5707 | 50.5707 | 11.6609 | 16.2515 | 9.7834 | 12.9006 | 12.9006 | 821.847 | 11.6609 | 0 | 632.3404 | 189.5066 | 0 | 150.4325 | 0 | 0 | 38.9098 | 0 | 0 | 632.3404 | 189.5066 | 0 | 150.4325 | 0 | 0 | 0.23322 | 0.16586
2018-12-16 11:00 | 12 | 11 | 1 | 0 | 1 | 0.11931 | 49.625 | 49.625 | 5.9656 | 16.2515 | 9.7834 | 12.9006 | 12.9006 | 806.4778 | 5.9656 | 0 | 709.5281 | 96.9497 | 0 | 76.9597 | 0 | 0 | 43.6594 | 0 | 0 | 709.5281 | 96.9497 | 0 | 76.9597 | 0 | 0 | 0.11931 | 0.17492
2018-12-16 12:00 | 12 | 12 | 1 | 0 | 1 | 0.12874 | 48.3096 | 48.3096 | 6.4369 | 16.2515 | 9.7834 | 12.9006 | 12.9006 | 785.1018 | 6.4369 | 0 | 680.492 | 104.6098 | 0 | 83.0404 | 0 | 0 | 41.8727 | 0 | 0 | 680.492 | 104.6098 | 0 | 83.0404 | 0 | 0 | 0.12874 | 0.12589
2018-12-16 13:00 | 12 | 13 | 1 | 0 | 1 | 0.092777 | 47.4449 | 47.4449 | 4.6389 | 16.2515 | 9.7834 | 12.9006 | 12.9006 | 771.0491 | 4.6389 | 0 | 695.661 | 75.3882 | 0 | 59.844 | 0 | 0 | 42.8061 | 0 | 0 | 695.661 | 75.3882 | 0 | 59.844 | 0 | 0 | 0.092777 | 0.091895
2018-12-16 14:00 | 12 | 14 | 1 | 0 | 1 | 0.037388 | 47.5093 | 47.5093 | 1.8694 | 16.2515 | 9.7834 | 12.9006 | 12.9006 | 772.0953 | 1.8694 | 0 | 741.7151 | 30.3802 | 0 | 24.1162 | 0 | 0 | 45.6399 | 0 | 0 | 741.7151 | 30.3802 | 0 | 24.1162 | 0 | 0 | 0.037388 | 0.072548
2018-12-16 15:00 | 12 | 15 | 1 | 0 | 1 | 0.033072 | 47.9778 | 47.9778 | 1.6536 | 16.2515 | 9.7834 | 12.9006 | 12.9006 | 779.7099 | 1.6536 | 0 | 752.8365 | 26.8734 | 0 | 21.3324 | 0 | 0 | 46.3242 | 0 | 0 | 752.8365 | 26.8734 | 0 | 21.3324 | 0 | 0 | 0.033072 | 0.14253
2018-12-16 16:00 | 12 | 16 | 1 | 0 | 1 | 0.00095757 | 48.9627 | 48.9627 | 0.047879 | 16.2515 | 9.7834 | 12.9006 | 12.9006 | 795.7146 | 0.047879 | 0 | 794.9365 | 0.7781 | 0 | 0.61766 | 0 | 0 | 48.9148 | 0 | 0 | 794.9365 | 0.7781 | 0 | 0.61766 | 0 | 0 | 0.00095757 | 0.037799
2018-12-16 17:00 | 12 | 17 | 1 | 0 | 1 | 0 | 69.1828 | 69.1828 | 0 | 16.2515 | 9.7834 | 12.9006 | 12.9006 | 1124.3206 | 0 | 0 | 1124.3206 | 0 | 0 | 0 | 0 | 0 | 69.1828 | 0 | 0 | 1124.3206 | 0 | 0 | 0 | 0 | 0 | 0 | 0
2018-12-16 18:00 | 12 | 18 | 1 | 0 | 1 | 0 | 72.0771 | 72.0771 | 0 | 16.2515 | 9.7834 | 12.9006 | 12.9006 | 1171.3585 | 0 | 0 | 1171.3585 | 0 | 0 | 0 | 0 | 0 | 72.0771 | 0 | 0 | 1171.3585 | 0 | 0 | 0 | 0 | 0 | 0 | 0
2018-12-16 19:00 | 12 | 19 | 1 | 0 | 0 | 0 | 73.5917 | 73.5917 | 0 | 16.2515 | 9.7834 | 12.9006 | 12.9006 | 1195.972 | 0 | 0 | 1195.972 | 0 | 0 | 0 | 0 | 0 | 73.5917 | 0 | 0 | 1195.972 | 0 | 0 | 0 | 0 | 0 | 0 | 0
2018-12-16 20:00 | 12 | 20 | 1 | 0 | 0 | 0 | 74.9013 | 74.9013 | 0 | 16.2515 | 9.7834 | 12.9006 | 12.9006 | 1217.2554 | 0 | 0 | 1217.2554 | 0 | 0 | 0 | 0 | 0 | 74.9013 | 0 | 0 | 1217.2554 | 0 | 0 | 0 | 0 | 0 | 0 | 0
2018-12-16 21:00 | 12 | 21 | 1 | 0 | 0 | 0 | 65.6565 | 65.6565 | 0 | 16.2515 | 9.7834 | 12.9006 | 12.9006 | 1067.0133 | 0 | 0 | 1067.0133 | 0 | 0 | 0 | 0 | 0 | 65.6565 | 0 | 0 | 1067.0133 | 0 | 0 | 0 | 0 | 0 | 0 | 0
2018-12-16 22:00 | 12 | 22 | 1 | 0 | 0 | 0 | 64.3067 | 64.3067 | 0 | 16.2515 | 9.7834 | 12.9006 | 12.9006 | 1045.0783 | 0 | 0 | 1045.0783 | 0 | 0 | 0 | 0 | 0 | 64.3067 | 0 | 0 | 1045.0783 | 0 | 0 | 0 | 0 | 0 | 0 | 0
2018-12-16 23:00 | 12 | 23 | 1 | 0 | 0 | 0 | 65.8906 | 65.8906 | 0 | 16.2515 | 9.7834 | 12.9006 | 12.9006 | 1070.818 | 0 | 0 | 1070.818 | 0 | 0 | 0 | 0 | 0 | 65.8906 | 0 | 0 | 1070.818 | 0 | 0 | 0 | 0 | 0 | 0 | 0
2018-12-17 | 12 | 0 | 2 | 0 | 0 | 0 | 76.8221 | 76.8221 | 0 | 16.2515 | 9.7834 | 12.9006 | 12.9006 | 1248.4713 | 0 | 0 | 1248.4713 | 0 | 0 | 0 | 0 | 0 | 76.8221 | 0 | 0 | 1248.4713 | 0 | 0 | 0 | 0 | 0 | 0 | 0
2018-12-17 01:00 | 12 | 1 | 2 | 0 | 0 | 0 | 80.6139 | 80.6139 | 0 | 16.2515 | 9.7834 | 12.9006 | 12.9006 | 1310.0929 | 0 | 0 | 1310.0929 | 0 | 0 | 0 | 0 | 0 | 80.6139 | 0 | 0 | 1310.0929 | 0 | 0 | 0 | 0 | 0 | 0 | 0
2018-12-17 02:00 | 12 | 2 | 2 | 0 | 0 | 0 | 81.3295 | 81.3295 | 0 | 16.2515 | 9.7834 | 12.9006 | 12.9006 | 1321.7223 | 0 | 0 | 1321.7223 | 0 | 0 | 0 | 0 | 0 | 81.3295 | 0 | 0 | 1321.7223 | 0 | 0 | 0 | 0 | 0 | 0 | 0
2018-12-17 03:00 | 12 | 3 | 2 | 0 | 0 | 0 | 84.7716 | 84.7716 | 0 | 16.2515 | 9.7834 | 12.9006 | 12.9006 | 1377.6615 | 0 | 0 | 1377.6615 | 0 | 0 | 0 | 0 | 0 | 84.7716 | 0 | 0 | 1377.6615 | 0 | 0 | 0 | 0 | 0 | 0 | 0
2018-12-17 04:00 | 12 | 4 | 2 | 0 | 0 | 0 | 93.4056 | 93.4056 | 0 | 16.2515 | 9.7834 | 12.9006 | 12.9006 | 1517.9776 | 0 | 0 | 1517.9776 | 0 | 0 | 0 | 0 | 0 | 93.4056 | 0 | 0 | 1517.9776 | 0 | 0 | 0 | 0 | 0 | 0 | 0
2018-12-17 05:00 | 12 | 5 | 2 | 0 | 0 | 0 | 107.6964 | 107.6964 | 0 | 16.2515 | 9.7834 | 12.9006 | 12.9006 | 1750.224 | 0 | 0 | 1750.224 | 0 | 0 | 0 | 0 | 0 | 107.6964 | 0 | 0 | 1750.224 | 0 | 0 | 0 | 0 | 0 | 0 | 0
2018-12-17 06:00 | 12 | 6 | 2 | 0 | 0 | 0 | 145.7531 | 145.7531 | 0 | 16.2515 | 9.7834 | 12.9006 | 12.9006 | 2368.7002 | 0 | 0 | 2368.7002 | 0 | 0 | 0 | 0 | 0 | 145.7531 | 0 | 0 | 2368.7002 | 0 | 0 | 0 | 0 | 0 | 0 | 0
2018-12-17 07:00 | 12 | 7 | 2 | 0 | 0 | 0 | 162.5969 | 162.5969 | 0 | 16.2515 | 9.7834 | 12.9006 | 12.9006 | 2642.437 | 0 | 0 | 2642.437 | 0 | 0 | 0 | 0 | 0 | 162.5969 | 0 | 0 | 2642.437 | 0 | 0 | 0 | 0 | 0 | 0 | 0
2018-12-17 08:00 | 12 | 8 | 2 | 0 | 0 | 0.0065795 | 164.5073 | 164.5073 | 0.32898 | 16.2515 | 9.7834 | 12.9006 | 12.9006 | 2673.4826 | 0.32898 | 0 | 2668.1362 | 5.3464 | 0 | 4.244 | 0 | 0 | 164.1783 | 0 | 0 | 2668.1362 | 5.3464 | 0 | 4.244 | 0 | 0 | 0.0065795 | 0.0133
2018-12-17 09:00 | 12 | 9 | 2 | 0 | 0 | 0.031711 | 172.6045 | 172.6045 | 1.5855 | 16.2515 | 9.7834 | 12.9006 | 12.9006 | 2805.0745 | 1.5855 | 0 | 2779.3073 | 25.7672 | 0 | 20.4543 | 0 | 0 | 171.019 | 0 | 0 | 2779.3073 | 25.7672 | 0 | 20.4543 | 0 | 0 | 0.031711 | 0.014796
2018-12-17 10:00 | 12 | 10 | 2 | 0 | 0 | 0.078761 | 179.425 | 179.425 | 3.938 | 16.2515 | 9.7834 | 12.9006 | 12.9006 | 2915.9183 | 3.938 | 0 | 2851.9194 | 63.9989 | 0 | 50.803 | 0 | 0 | 175.487 | 0 | 0 | 2851.9194 | 63.9989 | 0 | 50.803 | 0 | 0 | 0.078761 | 0.065838
2018-12-17 11:00 | 12 | 11 | 2 | 0 | 1 | 0.15328 | 179.4047 | 179.4047 | 7.6639 | 16.2515 | 9.7834 | 12.9006 | 12.9006 | 2915.5876 | 7.6639 | 0 | 2791.0389 | 124.5487 | 0 | 98.8682 | 0 | 0 | 171.7408 | 0 | 0 | 2791.0389 | 124.5487 | 0 | 98.8682 | 0 | 0 | 0.15328 | 0.14817
2018-12-17 12:00 | 12 | 12 | 2 | 0 | 1 | 0.16039 | 173.4915 | 173.4915 | 8.0195 | 16.2515 | 9.7834 | 12.9006 | 12.9006 | 2819.4893 | 8.0195 | 0 | 2689.1608 | 130.3286 | 0 | 103.4563 | 0 | 0 | 165.472 | 0 | 0 | 2689.1608 | 130.3286 | 0 | 103.4563 | 0 | 0 | 0.16039 | 0.26704
2018-12-17 13:00 | 12 | 13 | 2 | 0 | 1 | 0.21851 | 161.7017 | 161.7017 | 10.9257 | 16.2515 | 9.7834 | 12.9006 | 12.9006 | 2627.8875 | 10.9257 | 0 | 2450.3298 | 177.5577 | 0 | 140.9473 | 0 | 0 | 150.776 | 0 | 0 | 2450.3298 | 177.5577 | 0 | 140.9473 | 0 | 0 | 0.21851 | 0.26714
2018-12-17 14:00 | 12 | 14 | 2 | 0 | 1 | 0.11445 | 147.5585 | 147.5585 | 5.7223 | 16.2515 | 9.7834 | 12.9006 | 12.9006 | 2398.0411 | 5.7223 | 0 | 2305.0454 | 92.9957 | 0 | 73.821 | 0 | 0 | 141.8362 | 0 | 0 | 2305.0454 | 92.9957 | 0 | 73.821 | 0 | 0 | 0.11445 | 0.23127
2018-12-17 15:00 | 12 | 15 | 2 | 0 | 1 | 0.023971 | 130.2102 | 130.2102 | 1.1986 | 16.2515 | 9.7834 | 12.9006 | 12.9006 | 2116.105 | 1.1986 | 0 | 2096.6266 | 19.4784 | 0 | 15.4622 | 0 | 0 | 129.0116 | 0 | 0 | 2096.6266 | 19.4784 | 0 | 15.4622 | 0 | 0 | 0.023971 | 0.21762
2018-12-17 16:00 | 12 | 16 | 2 | 0 | 1 | 0.0044664 | 115.7372 | 115.7372 | 0.22332 | 16.2515 | 9.7834 | 12.9006 | 12.9006 | 1880.8978 | 0.22332 | 0 | 1877.2686 | 3.6292 | 0 | 2.8809 | 0 | 0 | 115.5139 | 0 | 0 | 1877.2686 | 3.6292 | 0 | 2.8809 | 0 | 0 | 0.0044664 | 0.065831
2018-12-17 17:00 | 12 | 17 | 2 | 0 | 1 | 0 | 120.7696 | 120.7696 | 0 | 16.2515 | 9.7834 | 12.9006 | 12.9006 | 1962.6811 | 0 | 0 | 1962.6811 | 0 | 0 | 0 | 0 | 0 | 120.7696 | 0 | 0 | 1962.6811 | 0 | 0 | 0 | 0 | 0 | 0 | 0
2018-12-17 18:00 | 12 | 18 | 2 | 0 | 1 | 0 | 112.7951 | 112.7951 | 0 | 16.2515 | 9.7834 | 12.9006 | 12.9006 | 1833.0845 | 0 | 0 | 1833.0845 | 0 | 0 | 0 | 0 | 0 | 112.7951 | 0 | 0 | 1833.0845 | 0 | 0 | 0 | 0 | 0 | 0 | 0
2018-12-17 19:00 | 12 | 19 | 2 | 0 | 0 | 0 | 108.062 | 108.062 | 0 | 16.2515 | 9.7834 | 12.9006 | 12.9006 | 1756.1643 | 0 | 0 | 1756.1643 | 0 | 0 | 0 | 0 | 0 | 108.062 | 0 | 0 | 1756.1643 | 0 | 0 | 0 | 0 | 0 | 0 | 0
2018-12-17 20:00 | 12 | 20 | 2 | 0 | 0 | 0 | 104.174 | 104.174 | 0 | 16.2515 | 9.7834 | 12.9006 | 12.9006 | 1692.9793 | 0 | 0 | 1692.9793 | 0 | 0 | 0 | 0 | 0 | 104.174 | 0 | 0 | 1692.9793 | 0 | 0 | 0 | 0 | 0 | 0 | 0
2018-12-17 21:00 | 12 | 21 | 2 | 0 | 0 | 0 | 89.2821 | 89.2821 | 0 | 16.2515 | 9.7834 | 12.9006 | 12.9006 | 1450.9636 | 0 | 0 | 1450.9636 | 0 | 0 | 0 | 0 | 0 | 89.2821 | 0 | 0 | 1450.9636 | 0 | 0 | 0 | 0 | 0 | 0 | 0
2018-12-17 22:00 | 12 | 22 | 2 | 0 | 0 | 0 | 83.925 | 83.925 | 0 | 16.2515 | 9.7834 | 12.9006 | 12.9006 | 1363.9037 | 0 | 0 | 1363.9037 | 0 | 0 | 0 | 0 | 0 | 83.925 | 0 | 0 | 1363.9037 | 0 | 0 | 0 | 0 | 0 | 0 | 0
2018-12-17 23:00 | 12 | 23 | 2 | 0 | 0 | 0 | 83.2189 | 83.2189 | 0 | 16.2515 | 9.7834 | 12.9006 | 12.9006 | 1352.4276 | 0 | 0 | 1352.4276 | 0 | 0 | 0 | 0 | 0 | 83.2189 | 0 | 0 | 1352.4276 | 0 | 0 | 0 | 0 | 0 | 0 | 0
2018-12-18 | 12 | 0 | 3 | 0 | 0 | 0 | 84.0519 | 84.0519 | 0 | 16.2515 | 9.7834 | 12.9006 | 12.9006 | 1365.966 | 0 | 0 | 1365.966 | 0 | 0 | 0 | 0 | 0 | 84.0519 | 0 | 0 | 1365.966 | 0 | 0 | 0 | 0 | 0 | 0 | 0
2018-12-18 01:00 | 12 | 1 | 3 | 0 | 0 | 0 | 85.1609 | 85.1609 | 0 | 16.2515 | 9.7834 | 12.9006 | 12.9006 | 1383.9882 | 0 | 0 | 1383.9882 | 0 | 0 | 0 | 0 | 0 | 85.1609 | 0 | 0 | 1383.9882 | 0 | 0 | 0 | 0 | 0 | 0 | 0
2018-12-18 02:00 | 12 | 2 | 3 | 0 | 0 | 0 | 86.1096 | 86.1096 | 0 | 16.2515 | 9.7834 | 12.9006 | 12.9006 | 1399.4067 | 0 | 0 | 1399.4067 | 0 | 0 | 0 | 0 | 0 | 86.1096 | 0 | 0 | 1399.4067 | 0 | 0 | 0 | 0 | 0 | 0 | 0
2018-12-18 03:00 | 12 | 3 | 3 | 0 | 0 | 0 | 89.8249 | 89.8249 | 0 | 16.2515 | 9.7834 | 12.9006 | 12.9006 | 1459.7857 | 0 | 0 | 1459.7857 | 0 | 0 | 0 | 0 | 0 | 89.8249 | 0 | 0 | 1459.7857 | 0 | 0 | 0 | 0 | 0 | 0 | 0
2018-12-18 04:00 | 12 | 4 | 3 | 0 | 0 | 0 | 98.2441 | 98.2441 | 0 | 16.2515 | 9.7834 | 12.9006 | 12.9006 | 1596.6096 | 0 | 0 | 1596.6096 | 0 | 0 | 0 | 0 | 0 | 98.2441 | 0 | 0 | 1596.6096 | 0 | 0 | 0 | 0 | 0 | 0 | 0
2018-12-18 05:00 | 12 | 5 | 3 | 0 | 0 | 0 | 111.7812 | 111.7812 | 0 | 16.2515 | 9.7834 | 12.9006 | 12.9006 | 1816.6073 | 0 | 0 | 1816.6073 | 0 | 0 | 0 | 0 | 0 | 111.7812 | 0 | 0 | 1816.6073 | 0 | 0 | 0 | 0 | 0 | 0 | 0
2018-12-18 06:00 | 12 | 6 | 3 | 0 | 0 | 0 | 149.0743 | 149.0743 | 0 | 16.2515 | 9.7834 | 12.9006 | 12.9006 | 2422.6738 | 0 | 0 | 2422.6738 | 0 | 0 | 0 | 0 | 0 | 149.0743 | 0 | 0 | 2422.6738 | 0 | 0 | 0 | 0 | 0 | 0 | 0
2018-12-18 07:00 | 12 | 7 | 3 | 0 | 0 | 0 | 164.7016 | 164.7016 | 0 | 16.2515 | 9.7834 | 12.9006 | 12.9006 | 2676.6404 | 0 | 0 | 2676.6404 | 0 | 0 | 0 | 0 | 0 | 164.7016 | 0 | 0 | 2676.6404 | 0 | 0 | 0 | 0 | 0 | 0 | 0
2018-12-18 08:00 | 12 | 8 | 3 | 0 | 0 | 0.00251 | 166.3892 | 166.3892 | 0.1255 | 16.2515 | 9.7834 | 12.9006 | 12.9006 | 2704.0673 | 0.1255 | 0 | 2702.0277 | 2.0396 | 0 | 1.619 | 0 | 0 | 166.2637 | 0 | 0 | 2702.0277 | 2.0396 | 0 | 1.619 | 0 | 0 | 0.00251 | 0.032196
2018-12-18 09:00 | 12 | 9 | 3 | 0 | 0 | 0.010673 | 173.5294 | 173.5294 | 0.53365 | 16.2515 | 9.7834 | 12.9006 | 12.9006 | 2820.106 | 0.53365 | 0 | 2811.4333 | 8.6727 | 0 | 6.8845 | 0 | 0 | 172.9958 | 0 | 0 | 2811.4333 | 8.6727 | 0 | 6.8845 | 0 | 0 | 0.010673 | 0.11379
2018-12-18 10:00 | 12 | 10 | 3 | 0 | 0 | 0.075636 | 180.8974 | 180.8974 | 3.7818 | 16.2515 | 9.7834 | 12.9006 | 12.9006 | 2939.8457 | 3.7818 | 0 | 2878.3856 | 61.4601 | 0 | 48.7877 | 0 | 0 | 177.1155 | 0 | 0 | 2878.3856 | 61.4601 | 0 | 48.7877 | 0 | 0 | 0.075636 | 0.17182
2018-12-18 11:00 | 12 | 11 | 3 | 0 | 1 | 0.11265 | 181.2136 | 181.2136 | 5.6325 | 16.2515 | 9.7834 | 12.9006 | 12.9006 | 2944.985 | 5.6325 | 0 | 2853.4495 | 91.5355 | 0 | 72.6619 | 0 | 0 | 175.5812 | 0 | 0 | 2853.4495 | 91.5355 | 0 | 72.6619 | 0 | 0 | 0.11265 | 0.30367
2018-12-18 12:00 | 12 | 12 | 3 | 0 | 1 | 0.10423 | 174.4847 | 174.4847 | 5.2115 | 16.2515 | 9.7834 | 12.9006 | 12.9006 | 2835.631 | 5.2115 | 0 | 2750.9357 | 84.6953 | 0 | 67.2321 | 0 | 0 | 169.2732 | 0 | 0 | 2750.9357 | 84.6953 | 0 | 67.2321 | 0 | 0 | 0.10423 | 0.22654
2018-12-18 13:00 | 12 | 13 | 3 | 0 | 1 | 0.10687 | 162.3255 | 162.3255 | 5.3437 | 16.2515 | 9.7834 | 12.9006 | 12.9006 | 2638.026 | 5.3437 | 0 | 2551.1831 | 86.8429 | 0 | 68.9369 | 0 | 0 | 156.9818 | 0 | 0 | 2551.1831 | 86.8429 | 0 | 68.9369 | 0 | 0 | 0.10687 | 0.21634
2018-12-18 14:00 | 12 | 14 | 3 | 0 | 1 | 0.22399 | 148.345 | 148.345 | 11.1993 | 16.2515 | 9.7834 | 12.9006 | 12.9006 | 2410.8223 | 11.1993 | 0 | 2228.8166 | 182.0057 | 0 | 144.4782 | 0 | 0 | 137.1456 | 0 | 0 | 2228.8166 | 182.0057 | 0 | 144.4782 | 0 | 0 | 0.22399 | 0.18705
2018-12-18 15:00 | 12 | 15 | 3 | 0 | 1 | 0.13061 | 131.2376 | 131.2376 | 6.5307 | 16.2515 | 9.7834 | 12.9006 | 12.9006 | 2132.8018 | 6.5307 | 0 | 2026.6692 | 106.1326 | 0 | 84.2492 | 0 | 0 | 124.7069 | 0 | 0 | 2026.6692 | 106.1326 | 0 | 84.2492 | 0 | 0 | 0.13061 | 0.21916
2018-12-18 16:00 | 12 | 16 | 3 | 0 | 1 | 0.018034 | 116.6138 | 116.6138 | 0.90169 | 16.2515 | 9.7834 | 12.9006 | 12.9006 | 1895.1443 | 0.90169 | 0 | 1880.4905 | 14.6538 | 0 | 11.6323 | 0 | 0 | 115.7121 | 0 | 0 | 1880.4905 | 14.6538 | 0 | 11.6323 | 0 | 0 | 0.018034 | 0.046347
2018-12-18 17:00 | 12 | 17 | 3 | 0 | 1 | 0 | 121.4613 | 121.4613 | 0 | 16.2515 | 9.7834 | 12.9006 | 12.9006 | 1973.9232 | 0 | 0 | 1973.9232 | 0 | 0 | 0 | 0 | 0 | 121.4613 | 0 | 0 | 1973.9232 | 0 | 0 | 0 | 0 | 0 | 0 | 0
2018-12-18 18:00 | 12 | 18 | 3 | 0 | 1 | 0 | 112.6496 | 112.6496 | 0 | 16.2515 | 9.7834 | 12.9006 | 12.9006 | 1830.7198 | 0 | 0 | 1830.7198 | 0 | 0 | 0 | 0 | 0 | 112.6496 | 0 | 0 | 1830.7198 | 0 | 0 | 0 | 0 | 0 | 0 | 0
2018-12-18 19:00 | 12 | 19 | 3 | 0 | 0 | 0 | 106.2737 | 106.2737 | 0 | 16.2515 | 9.7834 | 12.9006 | 12.9006 | 1727.1019 | 0 | 0 | 1727.1019 | 0 | 0 | 0 | 0 | 0 | 106.2737 | 0 | 0 | 1727.1019 | 0 | 0 | 0 | 0 | 0 | 0 | 0
2018-12-18 20:00 | 12 | 20 | 3 | 0 | 0 | 0 | 102.015 | 102.015 | 0 | 16.2515 | 9.7834 | 12.9006 | 12.9006 | 1657.893 | 0 | 0 | 1657.893 | 0 | 0 | 0 | 0 | 0 | 102.015 | 0 | 0 | 1657.893 | 0 | 0 | 0 | 0 | 0 | 0 | 0
2018-12-18 21:00 | 12 | 21 | 3 | 0 | 0 | 0 | 88.5973 | 88.5973 | 0 | 16.2515 | 9.7834 | 12.9006 | 12.9006 | 1439.8345 | 0 | 0 | 1439.8345 | 0 | 0 | 0 | 0 | 0 | 88.5973 | 0 | 0 | 1439.8345 | 0 | 0 | 0 | 0 | 0 | 0 | 0
2018-12-18 22:00 | 12 | 22 | 3 | 0 | 0 | 0 | 83.9477 | 83.9477 | 0 | 16.2515 | 9.7834 | 12.9006 | 12.9006 | 1364.2716 | 0 | 0 | 1364.2716 | 0 | 0 | 0 | 0 | 0 | 83.9477 | 0 | 0 | 1364.2716 | 0 | 0 | 0 | 0 | 0 | 0 | 0
2018-12-18 23:00 | 12 | 23 | 3 | 0 | 0 | 0 | 82.6687 | 82.6687 | 0 | 16.2515 | 9.7834 | 12.9006 | 12.9006 | 1343.4873 | 0 | 0 | 1343.4873 | 0 | 0 | 0 | 0 | 0 | 82.6687 | 0 | 0 | 1343.4873 | 0 | 0 | 0 | 0 | 0 | 0 | 0
2018-12-19 | 12 | 0 | 4 | 0 | 0 | 0 | 83.3691 | 83.3691 | 0 | 16.2515 | 9.7834 | 12.9006 | 12.9006 | 1354.8685 | 0 | 0 | 1354.8685 | 0 | 0 | 0 | 0 | 0 | 83.3691 | 0 | 0 | 1354.8685 | 0 | 0 | 0 | 0 | 0 | 0 | 0
2018-12-19 01:00 | 12 | 1 | 4 | 0 | 0 | 0 | 84.0315 | 84.0315 | 0 | 16.2515 | 9.7834 | 12.9006 | 12.9006 | 1365.6335 | 0 | 0 | 1365.6335 | 0 | 0 | 0 | 0 | 0 | 84.0315 | 0 | 0 | 1365.6335 | 0 | 0 | 0 | 0 | 0 | 0 | 0
2018-12-19 02:00 | 12 | 2 | 4 | 0 | 0 | 0 | 84.7914 | 84.7914 | 0 | 16.2515 | 9.7834 | 12.9006 | 12.9006 | 1377.9837 | 0 | 0 | 1377.9837 | 0 | 0 | 0 | 0 | 0 | 84.7914 | 0 | 0 | 1377.9837 | 0 | 0 | 0 | 0 | 0 | 0 | 0
2018-12-19 03:00 | 12 | 3 | 4 | 0 | 0 | 0 | 87.745 | 87.745 | 0 | 16.2515 | 9.7834 | 12.9006 | 12.9006 | 1425.9844 | 0 | 0 | 1425.9844 | 0 | 0 | 0 | 0 | 0 | 87.745 | 0 | 0 | 1425.9844 | 0 | 0 | 0 | 0 | 0 | 0 | 0
2018-12-19 04:00 | 12 | 4 | 4 | 0 | 0 | 0 | 95.351 | 95.351 | 0 | 16.2515 | 9.7834 | 12.9006 | 12.9006 | 1549.5934 | 0 | 0 | 1549.5934 | 0 | 0 | 0 | 0 | 0 | 95.351 | 0 | 0 | 1549.5934 | 0 | 0 | 0 | 0 | 0 | 0 | 0
2018-12-19 05:00 | 12 | 5 | 4 | 0 | 0 | 0 | 108.6005 | 108.6005 | 0 | 16.2515 | 9.7834 | 12.9006 | 12.9006 | 1764.9163 | 0 | 0 | 1764.9163 | 0 | 0 | 0 | 0 | 0 | 108.6005 | 0 | 0 | 1764.9163 | 0 | 0 | 0 | 0 | 0 | 0 | 0
2018-12-19 06:00 | 12 | 6 | 4 | 0 | 0 | 0 | 143.975 | 143.975 | 0 | 16.2515 | 9.7834 | 12.9006 | 12.9006 | 2339.8031 | 0 | 0 | 2339.8031 | 0 | 0 | 0 | 0 | 0 | 143.975 | 0 | 0 | 2339.8031 | 0 | 0 | 0 | 0 | 0 | 0 | 0
2018-12-19 07:00 | 12 | 7 | 4 | 0 | 0 | 0 | 161.9138 | 161.9138 | 0 | 16.2515 | 9.7834 | 12.9006 | 12.9006 | 2631.3354 | 0 | 0 | 2631.3354 | 0 | 0 | 0 | 0 | 0 | 161.9138 | 0 | 0 | 2631.3354 | 0 | 0 | 0 | 0 | 0 | 0 | 0
2018-12-19 08:00 | 12 | 8 | 4 | 0 | 0 | 0.048471 | 164.549 | 164.549 | 2.4235 | 16.2515 | 9.7834 | 12.9006 | 12.9006 | 2674.1608 | 2.4235 | 0 | 2634.775 | 39.3859 | 0 | 31.265 | 0 | 0 | 162.1255 | 0 | 0 | 2634.775 | 39.3859 | 0 | 31.265 | 0 | 0 | 0.048471 | 0.039705
2018-12-19 09:00 | 12 | 9 | 4 | 0 | 0 | 0.025589 | 172.5492 | 172.5492 | 1.2794 | 16.2515 | 9.7834 | 12.9006 | 12.9006 | 2804.1766 | 1.2794 | 0 | 2783.3838 | 20.7928 | 0 | 16.5055 | 0 | 0 | 171.2698 | 0 | 0 | 2783.3838 | 20.7928 | 0 | 16.5055 | 0 | 0 | 0.025589 | 0.13427
2018-12-19 10:00 | 12 | 10 | 4 | 0 | 0 | 0.049982 | 180.7404 | 180.7404 | 2.4991 | 16.2515 | 9.7834 | 12.9006 | 12.9006 | 2937.2952 | 2.4991 | 0 | 2896.6812 | 40.6139 | 0 | 32.2398 | 0 | 0 | 178.2413 | 0 | 0 | 2896.6812 | 40.6139 | 0 | 32.2398 | 0 | 0 | 0.049982 | 0.23194
2018-12-19 11:00 | 12 | 11 | 4 | 0 | 1 | 0.21504 | 182.0091 | 182.0091 | 10.7521 | 16.2515 | 9.7834 | 12.9006 | 12.9006 | 2957.9123 | 10.7521 | 0 | 2783.1759 | 174.7365 | 0 | 138.7078 | 0 | 0 | 171.257 | 0 | 0 | 2783.1759 | 174.7365 | 0 | 138.7078 | 0 | 0 | 0.21504 | 0.28135
2018-12-19 12:00 | 12 | 12 | 4 | 0 | 1 | 0.50858 | 175.8519 | 175.8519 | 25.4292 | 16.2515 | 9.7834 | 12.9006 | 12.9006 | 2857.8493 | 25.4292 | 0 | 2444.587 | 413.2624 | 0 | 328.0523 | 0 | 0 | 150.4226 | 0 | 0 | 2444.587 | 413.2624 | 0 | 328.0523 | 0 | 0 | 0.50858 | 0.30417
2018-12-19 13:00 | 12 | 13 | 4 | 0 | 1 | 0.37685 | 163.6691 | 163.6691 | 18.8427 | 16.2515 | 9.7834 | 12.9006 | 12.9006 | 2659.8604 | 18.8427 | 0 | 2353.6391 | 306.2213 | 0 | 243.0819 | 0 | 0 | 144.8264 | 0 | 0 | 2353.6391 | 306.2213 | 0 | 243.0819 | 0 | 0 | 0.37685 | 0.27038
2018-12-19 14:00 | 12 | 14 | 4 | 0 | 1 | 0.047771 | 149.4754 | 149.4754 | 2.3886 | 16.2515 | 9.7834 | 12.9006 | 12.9006 | 2429.1934 | 2.3886 | 0 | 2390.3759 | 38.8175 | 0 | 30.8138 | 0 | 0 | 147.0869 | 0 | 0 | 2390.3759 | 38.8175 | 0 | 30.8138 | 0 | 0 | 0.047771 | 0.23572
2018-12-19 15:00 | 12 | 15 | 4 | 0 | 1 | 0.037234 | 131.8241 | 131.8241 | 1.8617 | 16.2515 | 9.7834 | 12.9006 | 12.9006 | 2142.3339 | 1.8617 | 0 | 2112.0783 | 30.2556 | 0 | 24.0172 | 0 | 0 | 129.9624 | 0 | 0 | 2112.0783 | 30.2556 | 0 | 24.0172 | 0 | 0 | 0.037234 | 0.27329
2018-12-19 16:00 | 12 | 16 | 4 | 0 | 1 | 0.0055723 | 116.7616 | 116.7616 | 0.27862 | 16.2515 | 9.7834 | 12.9006 | 12.9006 | 1897.5454 | 0.27862 | 0 | 1893.0175 | 4.5279 | 0 | 3.5943 | 0 | 0 | 116.4829 | 0 | 0 | 1893.0175 | 4.5279 | 0 | 3.5943 | 0 | 0 | 0.0055723 | 0.075026
2018-12-19 17:00 | 12 | 17 | 4 | 0 | 1 | 0 | 120.9362 | 120.9362 | 0 | 16.2515 | 9.7834 | 12.9006 | 12.9006 | 1965.3892 | 0 | 0 | 1965.3892 | 0 | 0 | 0 | 0 | 0 | 120.9362 | 0 | 0 | 1965.3892 | 0 | 0 | 0 | 0 | 0 | 0 | 0
2018-12-19 18:00 | 12 | 18 | 4 | 0 | 1 | 0 | 111.8525 | 111.8525 | 0 | 16.2515 | 9.7834 | 12.9006 | 12.9006 | 1817.766 | 0 | 0 | 1817.766 | 0 | 0 | 0 | 0 | 0 | 111.8525 | 0 | 0 | 1817.766 | 0 | 0 | 0 | 0 | 0 | 0 | 0
2018-12-19 19:00 | 12 | 19 | 4 | 0 | 0 | 0 | 105.0392 | 105.0392 | 0 | 16.2515 | 9.7834 | 12.9006 | 12.9006 | 1707.04 | 0 | 0 | 1707.04 | 0 | 0 | 0 | 0 | 0 | 105.0392 | 0 | 0 | 1707.04 | 0 | 0 | 0 | 0 | 0 | 0 | 0
2018-12-19 20:00 | 12 | 20 | 4 | 0 | 0 | 0 | 100.466 | 100.466 | 0 | 16.2515 | 9.7834 | 12.9006 | 12.9006 | 1632.7187 | 0 | 0 | 1632.7187 | 0 | 0 | 0 | 0 | 0 | 100.466 | 0 | 0 | 1632.7187 | 0 | 0 | 0 | 0 | 0 | 0 | 0
2018-12-19 21:00 | 12 | 21 | 4 | 0 | 0 | 0 | 87.3371 | 87.3371 | 0 | 16.2515 | 9.7834 | 12.9006 | 12.9006 | 1419.3543 | 0 | 0 | 1419.3543 | 0 | 0 | 0 | 0 | 0 | 87.3371 | 0 | 0 | 1419.3543 | 0 | 0 | 0 | 0 | 0 | 0 | 0
2018-12-19 22:00 | 12 | 22 | 4 | 0 | 0 | 0 | 82.6681 | 82.6681 | 0 | 16.2515 | 9.7834 | 12.9006 | 12.9006 | 1343.4777 | 0 | 0 | 1343.4777 | 0 | 0 | 0 | 0 | 0 | 82.6681 | 0 | 0 | 1343.4777 | 0 | 0 | 0 | 0 | 0 | 0 | 0
2018-12-19 23:00 | 12 | 23 | 4 | 0 | 0 | 0 | 80.9648 | 80.9648 | 0 | 16.2515 | 9.7834 | 12.9006 | 12.9006 | 1315.7956 | 0 | 0 | 1315.7956 | 0 | 0 | 0 | 0 | 0 | 80.9648 | 0 | 0 | 1315.7956 | 0 | 0 | 0 | 0 | 0 | 0 | 0
2018-12-20 | 12 | 0 | 5 | 0 | 0 | 0 | 81.3276 | 81.3276 | 0 | 16.2515 | 9.7834 | 12.9006 | 12.9006 | 1321.6917 | 0 | 0 | 1321.6917 | 0 | 0 | 0 | 0 | 0 | 81.3276 | 0 | 0 | 1321.6917 | 0 | 0 | 0 | 0 | 0 | 0 | 0
2018-12-20 01:00 | 12 | 1 | 5 | 0 | 0 | 0 | 81.96 | 81.96 | 0 | 16.2515 | 9.7834 | 12.9006 | 12.9006 | 1331.9697 | 0 | 0 | 1331.9697 | 0 | 0 | 0 | 0 | 0 | 81.96 | 0 | 0 | 1331.9697 | 0 | 0 | 0 | 0 | 0 | 0 | 0
2018-12-20 02:00 | 12 | 2 | 5 | 0 | 0 | 0 | 82.623 | 82.623 | 0 | 16.2515 | 9.7834 | 12.9006 | 12.9006 | 1342.7447 | 0 | 0 | 1342.7447 | 0 | 0 | 0 | 0 | 0 | 82.623 | 0 | 0 | 1342.7447 | 0 | 0 | 0 | 0 | 0 | 0 | 0
2018-12-20 03:00 | 12 | 3 | 5 | 0 | 0 | 0 | 85.5833 | 85.5833 | 0 | 16.2515 | 9.7834 | 12.9006 | 12.9006 | 1390.8534 | 0 | 0 | 1390.8534 | 0 | 0 | 0 | 0 | 0 | 85.5833 | 0 | 0 | 1390.8534 | 0 | 0 | 0 | 0 | 0 | 0 | 0
2018-12-20 04:00 | 12 | 4 | 5 | 0 | 0 | 0 | 93.46 | 93.46 | 0 | 16.2515 | 9.7834 | 12.9006 | 12.9006 | 1518.8617 | 0 | 0 | 1518.8617 | 0 | 0 | 0 | 0 | 0 | 93.46 | 0 | 0 | 1518.8617 | 0 | 0 | 0 | 0 | 0 | 0 | 0
2018-12-20 05:00 | 12 | 5 | 5 | 0 | 0 | 0 | 107.0962 | 107.0962 | 0 | 16.2515 | 9.7834 | 12.9006 | 12.9006 | 1740.4685 | 0 | 0 | 1740.4685 | 0 | 0 | 0 | 0 | 0 | 107.0962 | 0 | 0 | 1740.4685 | 0 | 0 | 0 | 0 | 0 | 0 | 0
2018-12-20 06:00 | 12 | 6 | 5 | 0 | 0 | 0 | 143.1265 | 143.1265 | 0 | 16.2515 | 9.7834 | 12.9006 | 12.9006 | 2326.0146 | 0 | 0 | 2326.0146 | 0 | 0 | 0 | 0 | 0 | 143.1265 | 0 | 0 | 2326.0146 | 0 | 0 | 0 | 0 | 0 | 0 | 0
2018-12-20 07:00 | 12 | 7 | 5 | 0 | 0 | 0 | 159.7595 | 159.7595 | 0 | 16.2515 | 9.7834 | 12.9006 | 12.9006 | 2596.324 | 0 | 0 | 2596.324 | 0 | 0 | 0 | 0 | 0 | 159.7595 | 0 | 0 | 2596.324 | 0 | 0 | 0 | 0 | 0 | 0 | 0
2018-12-20 08:00 | 12 | 8 | 5 | 0 | 0 | 0.0050582 | 163.0481 | 163.0481 | 0.25291 | 16.2515 | 9.7834 | 12.9006 | 12.9006 | 2649.7695 | 0.25291 | 0 | 2645.6593 | 4.1101 | 0 | 3.2627 | 0 | 0 | 162.7952 | 0 | 0 | 2645.6593 | 4.1101 | 0 | 3.2627 | 0 | 0 | 0.0050582 | 0.037393
2018-12-20 09:00 | 12 | 9 | 5 | 0 | 0 | 0.013607 | 171.4983 | 171.4983 | 0.68033 | 16.2515 | 9.7834 | 12.9006 | 12.9006 | 2787.0971 | 0.68033 | 0 | 2776.0407 | 11.0564 | 0 | 8.7767 | 0 | 0 | 170.818 | 0 | 0 | 2776.0407 | 11.0564 | 0 | 8.7767 | 0 | 0 | 0.013607 | 0.20022
2018-12-20 10:00 | 12 | 10 | 5 | 0 | 0 | 0.12922 | 180.3021 | 180.3021 | 6.4611 | 16.2515 | 9.7834 | 12.9006 | 12.9006 | 2930.1717 | 6.4611 | 0 | 2825.1686 | 105.0031 | 0 | 83.3526 | 0 | 0 | 173.8409 | 0 | 0 | 2825.1686 | 105.0031 | 0 | 83.3526 | 0 | 0 | 0.12922 | 0.32038
2018-12-20 11:00 | 12 | 11 | 5 | 0 | 1 | 0.14246 | 181.63 | 181.63 | 7.1229 | 16.2515 | 9.7834 | 12.9006 | 12.9006 | 2951.7524 | 7.1229 | 0 | 2835.9949 | 115.7575 | 0 | 91.8896 | 0 | 0 | 174.5071 | 0 | 0 | 2835.9949 | 115.7575 | 0 | 91.8896 | 0 | 0 | 0.14246 | 0.39815
2018-12-20 12:00 | 12 | 12 | 5 | 0 | 1 | 0.15161 | 175.2184 | 175.2184 | 7.5807 | 16.2515 | 9.7834 | 12.9006 | 12.9006 | 2847.5545 | 7.5807 | 0 | 2724.3571 | 123.1974 | 0 | 97.7955 | 0 | 0 | 167.6377 | 0 | 0 | 2724.3571 | 123.1974 | 0 | 97.7955 | 0 | 0 | 0.15161 | 0.24453
2018-12-20 13:00 | 12 | 13 | 5 | 0 | 1 | 0.15165 | 162.8696 | 162.8696 | 7.5825 | 16.2515 | 9.7834 | 12.9006 | 12.9006 | 2646.8674 | 7.5825 | 0 | 2523.6408 | 123.2267 | 0 | 97.8187 | 0 | 0 | 155.2871 | 0 | 0 | 2523.6408 | 123.2267 | 0 | 97.8187 | 0 | 0 | 0.15165 | 0.40344
2018-12-20 14:00 | 12 | 14 | 5 | 0 | 1 | 0.08425 | 148.4032 | 148.4032 | 4.2125 | 16.2515 | 9.7834 | 12.9006 | 12.9006 | 2411.7688 | 4.2125 | 0 | 2343.3099 | 68.4589 | 0 | 54.3435 | 0 | 0 | 144.1908 | 0 | 0 | 2343.3099 | 68.4589 | 0 | 54.3435 | 0 | 0 | 0.08425 | 0.31679
2018-12-20 15:00 | 12 | 15 | 5 | 0 | 1 | 0.036273 | 131.3342 | 131.3342 | 1.8136 | 16.2515 | 9.7834 | 12.9006 | 12.9006 | 2134.3724 | 1.8136 | 0 | 2104.8983 | 29.4741 | 0 | 23.3969 | 0 | 0 | 129.5206 | 0 | 0 | 2104.8983 | 29.4741 | 0 | 23.3969 | 0 | 0 | 0.036273 | 0.22929
2018-12-20 16:00 | 12 | 16 | 5 | 0 | 1 | 0.0082727 | 116.9584 | 116.9584 | 0.41364 | 16.2515 | 9.7834 | 12.9006 | 12.9006 | 1900.7444 | 0.41364 | 0 | 1894.0223 | 6.7222 | 0 | 5.3361 | 0 | 0 | 116.5448 | 0 | 0 | 1894.0223 | 6.7222 | 0 | 5.3361 | 0 | 0 | 0.0082727 | 0.057487
2018-12-20 17:00 | 12 | 17 | 5 | 0 | 1 | 0 | 122.1188 | 122.1188 | 0 | 16.2515 | 9.7834 | 12.9006 | 12.9006 | 1984.6084 | 0 | 0 | 1984.6084 | 0 | 0 | 0 | 0 | 0 | 122.1188 | 0 | 0 | 1984.6084 | 0 | 0 | 0 | 0 | 0 | 0 | 0
2018-12-20 18:00 | 12 | 18 | 5 | 0 | 1 | 0 | 113.0343 | 113.0343 | 0 | 16.2515 | 9.7834 | 12.9006 | 12.9006 | 1836.972 | 0 | 0 | 1836.972 | 0 | 0 | 0 | 0 | 0 | 113.0343 | 0 | 0 | 1836.972 | 0 | 0 | 0 | 0 | 0 | 0 | 0
2018-12-20 19:00 | 12 | 19 | 5 | 0 | 0 | 0 | 106.6799 | 106.6799 | 0 | 16.2515 | 9.7834 | 12.9006 | 12.9006 | 1733.7043 | 0 | 0 | 1733.7043 | 0 | 0 | 0 | 0 | 0 | 106.6799 | 0 | 0 | 1733.7043 | 0 | 0 | 0 | 0 | 0 | 0 | 0
2018-12-20 20:00 | 12 | 20 | 5 | 0 | 0 | 0 | 102.2837 | 102.2837 | 0 | 16.2515 | 9.7834 | 12.9006 | 12.9006 | 1662.2584 | 0 | 0 | 1662.2584 | 0 | 0 | 0 | 0 | 0 | 102.2837 | 0 | 0 | 1662.2584 | 0 | 0 | 0 | 0 | 0 | 0 | 0
2018-12-20 21:00 | 12 | 21 | 5 | 0 | 0 | 0 | 87.5955 | 87.5955 | 0 | 16.2515 | 9.7834 | 12.9006 | 12.9006 | 1423.5545 | 0 | 0 | 1423.5545 | 0 | 0 | 0 | 0 | 0 | 87.5955 | 0 | 0 | 1423.5545 | 0 | 0 | 0 | 0 | 0 | 0 | 0
2018-12-20 22:00 | 12 | 22 | 5 | 0 | 0 | 0 | 82.8992 | 82.8992 | 0 | 16.2515 | 9.7834 | 12.9006 | 12.9006 | 1347.2335 | 0 | 0 | 1347.2335 | 0 | 0 | 0 | 0 | 0 | 82.8992 | 0 | 0 | 1347.2335 | 0 | 0 | 0 | 0 | 0 | 0 | 0
2018-12-20 23:00 | 12 | 23 | 5 | 0 | 0 | 0 | 81.5546 | 81.5546 | 0 | 16.2515 | 9.7834 | 12.9006 | 12.9006 | 1325.3813 | 0 | 0 | 1325.3813 | 0 | 0 | 0 | 0 | 0 | 81.5546 | 0 | 0 | 1325.3813 | 0 | 0 | 0 | 0 | 0 | 0 | 0
2018-12-21 | 12 | 0 | 6 | 0 | 0 | 0 | 82.4213 | 82.4213 | 0 | 16.2515 | 9.7834 | 12.9006 | 12.9006 | 1339.4663 | 0 | 0 | 1339.4663 | 0 | 0 | 0 | 0 | 0 | 82.4213 | 0 | 0 | 1339.4663 | 0 | 0 | 0 | 0 | 0 | 0 | 0
2018-12-21 01:00 | 12 | 1 | 6 | 0 | 0 | 0 | 83.0685 | 83.0685 | 0 | 16.2515 | 9.7834 | 12.9006 | 12.9006 | 1349.9844 | 0 | 0 | 1349.9844 | 0 | 0 | 0 | 0 | 0 | 83.0685 | 0 | 0 | 1349.9844 | 0 | 0 | 0 | 0 | 0 | 0 | 0
2018-12-21 02:00 | 12 | 2 | 6 | 0 | 0 | 0 | 83.4356 | 83.4356 | 0 | 16.2515 | 9.7834 | 12.9006 | 12.9006 | 1355.95 | 0 | 0 | 1355.95 | 0 | 0 | 0 | 0 | 0 | 83.4356 | 0 | 0 | 1355.95 | 0 | 0 | 0 | 0 | 0 | 0 | 0
2018-12-21 03:00 | 12 | 3 | 6 | 0 | 0 | 0 | 86.5513 | 86.5513 | 0 | 16.2515 | 9.7834 | 12.9006 | 12.9006 | 1406.5852 | 0 | 0 | 1406.5852 | 0 | 0 | 0 | 0 | 0 | 86.5513 | 0 | 0 | 1406.5852 | 0 | 0 | 0 | 0 | 0 | 0 | 0
2018-12-21 04:00 | 12 | 4 | 6 | 0 | 0 | 0 | 94.8148 | 94.8148 | 0 | 16.2515 | 9.7834 | 12.9006 | 12.9006 | 1540.8779 | 0 | 0 | 1540.8779 | 0 | 0 | 0 | 0 | 0 | 94.8148 | 0 | 0 | 1540.8779 | 0 | 0 | 0 | 0 | 0 | 0 | 0
2018-12-21 05:00 | 12 | 5 | 6 | 0 | 0 | 0 | 108.4756 | 108.4756 | 0 | 16.2515 | 9.7834 | 12.9006 | 12.9006 | 1762.887 | 0 | 0 | 1762.887 | 0 | 0 | 0 | 0 | 0 | 108.4756 | 0 | 0 | 1762.887 | 0 | 0 | 0 | 0 | 0 | 0 | 0
2018-12-21 06:00 | 12 | 6 | 6 | 0 | 0 | 0 | 145.368 | 145.368 | 0 | 16.2515 | 9.7834 | 12.9006 | 12.9006 | 2362.4418 | 0 | 0 | 2362.4418 | 0 | 0 | 0 | 0 | 0 | 145.368 | 0 | 0 | 2362.4418 | 0 | 0 | 0 | 0 | 0 | 0 | 0
2018-12-21 07:00 | 12 | 7 | 6 | 0 | 0 | 0 | 161.2062 | 161.2062 | 0 | 16.2515 | 9.7834 | 12.9006 | 12.9006 | 2619.8363 | 0 | 0 | 2619.8363 | 0 | 0 | 0 | 0 | 0 | 161.2062 | 0 | 0 | 2619.8363 | 0 | 0 | 0 | 0 | 0 | 0 | 0
2018-12-21 08:00 | 12 | 8 | 6 | 0 | 0 | 0.00060777 | 163.9553 | 163.9553 | 0.030389 | 16.2515 | 9.7834 | 12.9006 | 12.9006 | 2664.5116 | 0.030389 | 0 | 2664.0178 | 0.49386 | 0 | 0.39203 | 0 | 0 | 163.9249 | 0 | 0 | 2664.0178 | 0.49386 | 0 | 0.39203 | 0 | 0 | 0.00060777 | 0.019383
2018-12-21 09:00 | 12 | 9 | 6 | 0 | 0 | 0.010404 | 172.0008 | 172.0008 | 0.5202 | 16.2515 | 9.7834 | 12.9006 | 12.9006 | 2795.2631 | 0.5202 | 0 | 2786.8092 | 8.4539 | 0 | 6.7108 | 0 | 0 | 171.4806 | 0 | 0 | 2786.8092 | 8.4539 | 0 | 6.7108 | 0 | 0 | 0.010404 | 0.1532
2018-12-21 10:00 | 12 | 10 | 6 | 0 | 0 | 0.0027383 | 179.9832 | 179.9832 | 0.13691 | 16.2515 | 9.7834 | 12.9006 | 12.9006 | 2924.9897 | 0.13691 | 0 | 2922.7646 | 2.225 | 0 | 1.7663 | 0 | 0 | 179.8463 | 0 | 0 | 2922.7646 | 2.225 | 0 | 1.7663 | 0 | 0 | 0.0027383 | 0.27709
2018-12-21 11:00 | 12 | 11 | 6 | 0 | 1 | 0.074703 | 181.5525 | 181.5525 | 3.7352 | 16.2515 | 9.7834 | 12.9006 | 12.9006 | 2950.4931 | 3.7352 | 0 | 2889.7915 | 60.7016 | 0 | 48.1856 | 0 | 0 | 177.8174 | 0 | 0 | 2889.7915 | 60.7016 | 0 | 48.1856 | 0 | 0 | 0.074703 | 0.41414
2018-12-21 12:00 | 12 | 12 | 6 | 0 | 1 | 0.070899 | 175.4322 | 175.4322 | 3.5449 | 16.2515 | 9.7834 | 12.9006 | 12.9006 | 2851.0296 | 3.5449 | 0 | 2793.4191 | 57.6104 | 0 | 45.7318 | 0 | 0 | 171.8873 | 0 | 0 | 2793.4191 | 57.6104 | 0 | 45.7318 | 0 | 0 | 0.070899 | 0.44649
2018-12-21 13:00 | 12 | 13 | 6 | 0 | 1 | 0.10121 | 163.1201 | 163.1201 | 5.0603 | 16.2515 | 9.7834 | 12.9006 | 12.9006 | 2650.9392 | 5.0603 | 0 | 2568.7019 | 82.2372 | 0 | 65.2808 | 0 | 0 | 158.0598 | 0 | 0 | 2568.7019 | 82.2372 | 0 | 65.2808 | 0 | 0 | 0.10121 | 0.38898
2018-12-21 14:00 | 12 | 14 | 6 | 0 | 1 | 0.012602 | 148.7867 | 148.7867 | 0.63011 | 16.2515 | 9.7834 | 12.9006 | 12.9006 | 2418.0003 | 0.63011 | 0 | 2407.76 | 10.2403 | 0 | 8.1289 | 0 | 0 | 148.1566 | 0 | 0 | 2407.76 | 10.2403 | 0 | 8.1289 | 0 | 0 | 0.012602 | 0.31226
2018-12-21 15:00 | 12 | 15 | 6 | 0 | 1 | 0.0055261 | 132.014 | 132.014 | 0.27631 | 16.2515 | 9.7834 | 12.9006 | 12.9006 | 2145.4192 | 0.27631 | 0 | 2140.9288 | 4.4904 | 0 | 3.5645 | 0 | 0 | 131.7377 | 0 | 0 | 2140.9288 | 4.4904 | 0 | 3.5645 | 0 | 0 | 0.0055261 | 0.19485
2018-12-21 16:00 | 12 | 16 | 6 | 0 | 1 | 0.0017138 | 118.6056 | 118.6056 | 0.085689 | 16.2515 | 9.7834 | 12.9006 | 12.9006 | 1927.5145 | 0.085689 | 0 | 1926.1219 | 1.3926 | 0 | 1.1054 | 0 | 0 | 118.52 | 0 | 0 | 1926.1219 | 1.3926 | 0 | 1.1054 | 0 | 0 | 0.0017138 | 0.068846
2018-12-21 17:00 | 12 | 17 | 6 | 0 | 1 | 0 | 124.1688 | 124.1688 | 0 | 16.2515 | 9.7834 | 12.9006 | 12.9006 | 2017.9242 | 0 | 0 | 2017.9242 | 0 | 0 | 0 | 0 | 0 | 124.1688 | 0 | 0 | 2017.9242 | 0 | 0 | 0 | 0 | 0 | 0 | 0
2018-12-21 18:00 | 12 | 18 | 6 | 0 | 1 | 0 | 115.168 | 115.168 | 0 | 16.2515 | 9.7834 | 12.9006 | 12.9006 | 1871.6481 | 0 | 0 | 1871.6481 | 0 | 0 | 0 | 0 | 0 | 115.168 | 0 | 0 | 1871.6481 | 0 | 0 | 0 | 0 | 0 | 0 | 0
2018-12-21 19:00 | 12 | 19 | 6 | 0 | 0 | 0 | 108.8179 | 108.8179 | 0 | 16.2515 | 9.7834 | 12.9006 | 12.9006 | 1768.4491 | 0 | 0 | 1768.4491 | 0 | 0 | 0 | 0 | 0 | 108.8179 | 0 | 0 | 1768.4491 | 0 | 0 | 0 | 0 | 0 | 0 | 0
2018-12-21 20:00 | 12 | 20 | 6 | 0 | 0 | 0 | 104.2373 | 104.2373 | 0 | 16.2515 | 9.7834 | 12.9006 | 12.9006 | 1694.0075 | 0 | 0 | 1694.0075 | 0 | 0 | 0 | 0 | 0 | 104.2373 | 0 | 0 | 1694.0075 | 0 | 0 | 0 | 0 | 0 | 0 | 0
2018-12-21 21:00 | 12 | 21 | 6 | 0 | 0 | 0 | 89.5556 | 89.5556 | 0 | 16.2515 | 9.7834 | 12.9006 | 12.9006 | 1455.4095 | 0 | 0 | 1455.4095 | 0 | 0 | 0 | 0 | 0 | 89.5556 | 0 | 0 | 1455.4095 | 0 | 0 | 0 | 0 | 0 | 0 | 0
2018-12-21 22:00 | 12 | 22 | 6 | 0 | 0 | 0 | 84.6957 | 84.6957 | 0 | 16.2515 | 9.7834 | 12.9006 | 12.9006 | 1376.4281 | 0 | 0 | 1376.4281 | 0 | 0 | 0 | 0 | 0 | 84.6957 | 0 | 0 | 1376.4281 | 0 | 0 | 0 | 0 | 0 | 0 | 0
2018-12-21 23:00 | 12 | 23 | 6 | 0 | 0 | 0 | 83.5848 | 83.5848 | 0 | 16.2515 | 9.7834 | 12.9006 | 12.9006 | 1358.3746 | 0 | 0 | 1358.3746 | 0 | 0 | 0 | 0 | 0 | 83.5848 | 0 | 0 | 1358.3746 | 0 | 0 | 0 | 0 | 0 | 0 | 0
2018-12-22 | 12 | 0 | 7 | 0 | 0 | 0 | 77.205 | 77.205 | 0 | 16.2515 | 9.7834 | 12.9006 | 12.9006 | 1254.6942 | 0 | 0 | 1254.6942 | 0 | 0 | 0 | 0 | 0 | 77.205 | 0 | 0 | 1254.6942 | 0 | 0 | 0 | 0 | 0 | 0 | 0
2018-12-22 01:00 | 12 | 1 | 7 | 0 | 0 | 0 | 73.962 | 73.962 | 0 | 16.2515 | 9.7834 | 12.9006 | 12.9006 | 1201.9905 | 0 | 0 | 1201.9905 | 0 | 0 | 0 | 0 | 0 | 73.962 | 0 | 0 | 1201.9905 | 0 | 0 | 0 | 0 | 0 | 0 | 0
2018-12-22 02:00 | 12 | 2 | 7 | 0 | 0 | 0 | 73.0962 | 73.0962 | 0 | 16.2515 | 9.7834 | 12.9006 | 12.9006 | 1187.9199 | 0 | 0 | 1187.9199 | 0 | 0 | 0 | 0 | 0 | 73.0962 | 0 | 0 | 1187.9199 | 0 | 0 | 0 | 0 | 0 | 0 | 0
2018-12-22 03:00 | 12 | 3 | 7 | 0 | 0 | 0 | 72.3451 | 72.3451 | 0 | 16.2515 | 9.7834 | 12.9006 | 12.9006 | 1175.7132 | 0 | 0 | 1175.7132 | 0 | 0 | 0 | 0 | 0 | 72.3451 | 0 | 0 | 1175.7132 | 0 | 0 | 0 | 0 | 0 | 0 | 0
2018-12-22 04:00 | 12 | 4 | 7 | 0 | 0 | 0 | 71.563 | 71.563 | 0 | 16.2515 | 9.7834 | 12.9006 | 12.9006 | 1163.0037 | 0 | 0 | 1163.0037 | 0 | 0 | 0 | 0 | 0 | 71.563 | 0 | 0 | 1163.0037 | 0 | 0 | 0 | 0 | 0 | 0 | 0
2018-12-22 05:00 | 12 | 5 | 7 | 0 | 0 | 0 | 70.7972 | 70.7972 | 0 | 16.2515 | 9.7834 | 12.9006 | 12.9006 | 1150.5575 | 0 | 0 | 1150.5575 | 0 | 0 | 0 | 0 | 0 | 70.7972 | 0 | 0 | 1150.5575 | 0 | 0 | 0 | 0 | 0 | 0 | 0
2018-12-22 06:00 | 12 | 6 | 7 | 0 | 0 | 0 | 92.4226 | 92.4226 | 0 | 16.2515 | 9.7834 | 12.9006 | 12.9006 | 1502.0015 | 0 | 0 | 1502.0015 | 0 | 0 | 0 | 0 | 0 | 92.4226 | 0 | 0 | 1502.0015 | 0 | 0 | 0 | 0 | 0 | 0 | 0
2018-12-22 07:00 | 12 | 7 | 7 | 0 | 0 | 0 | 89.0892 | 89.0892 | 0 | 16.2515 | 9.7834 | 12.9006 | 12.9006 | 1447.8291 | 0 | 0 | 1447.8291 | 0 | 0 | 0 | 0 | 0 | 89.0892 | 0 | 0 | 1447.8291 | 0 | 0 | 0 | 0 | 0 | 0 | 0
2018-12-22 08:00 | 12 | 8 | 7 | 0 | 0 | 0.019257 | 71.4355 | 71.4355 | 0.96285 | 16.2515 | 9.7834 | 12.9006 | 12.9006 | 1160.9313 | 0.96285 | 0 | 1145.2836 | 15.6477 | 0 | 12.4213 | 0 | 0 | 70.4727 | 0 | 0 | 1145.2836 | 15.6477 | 0 | 12.4213 | 0 | 0 | 0.019257 | 0.027994
2018-12-22 09:00 | 12 | 9 | 7 | 0 | 0 | 0.13637 | 62.8316 | 62.8316 | 6.8184 | 16.2515 | 9.7834 | 12.9006 | 12.9006 | 1021.1058 | 6.8184 | 0 | 910.2969 | 110.8089 | 0 | 87.9614 | 0 | 0 | 56.0132 | 0 | 0 | 910.2969 | 110.8089 | 0 | 87.9614 | 0 | 0 | 0.13637 | 0.17623
2018-12-22 10:00 | 12 | 10 | 7 | 0 | 0 | 0.14524 | 60.9207 | 60.9207 | 7.262 | 16.2515 | 9.7834 | 12.9006 | 12.9006 | 990.0501 | 7.262 | 0 | 872.032 | 118.0181 | 0 | 93.6841 | 0 | 0 | 53.6587 | 0 | 0 | 872.032 | 118.0181 | 0 | 93.6841 | 0 | 0 | 0.14524 | 0.26927
2018-12-22 11:00 | 12 | 11 | 7 | 0 | 1 | 0.10537 | 60.4732 | 60.4732 | 5.2687 | 16.2515 | 9.7834 | 12.9006 | 12.9006 | 982.7772 | 5.2687 | 0 | 897.1532 | 85.624 | 0 | 67.9693 | 0 | 0 | 55.2045 | 0 | 0 | 897.1532 | 85.624 | 0 | 67.9693 | 0 | 0 | 0.10537 | 0.2937
2018-12-22 12:00 | 12 | 12 | 7 | 0 | 1 | 0.15104 | 59.5324 | 59.5324 | 7.5521 | 16.2515 | 9.7834 | 12.9006 | 12.9006 | 967.4875 | 7.5521 | 0 | 844.7549 | 122.7326 | 0 | 97.4265 | 0 | 0 | 51.9803 | 0 | 0 | 844.7549 | 122.7326 | 0 | 97.4265 | 0 | 0 | 0.15104 | 0.36197
2018-12-22 13:00 | 12 | 13 | 7 | 0 | 1 | 0.11596 | 58.8282 | 58.8282 | 5.798 | 16.2515 | 9.7834 | 12.9006 | 12.9006 | 956.0437 | 5.798 | 0 | 861.8186 | 94.2251 | 0 | 74.797 | 0 | 0 | 53.0302 | 0 | 0 | 861.8186 | 94.2251 | 0 | 74.797 | 0 | 0 | 0.11596 | 0.35816
2018-12-22 14:00 | 12 | 14 | 7 | 0 | 1 | 0.10108 | 58.2775 | 58.2775 | 5.0539 | 16.2515 | 9.7834 | 12.9006 | 12.9006 | 947.0937 | 5.0539 | 0 | 864.9605 | 82.1332 | 0 | 65.1983 | 0 | 0 | 53.2236 | 0 | 0 | 864.9605 | 82.1332 | 0 | 65.1983 | 0 | 0 | 0.10108 | 0.21957
2018-12-22 15:00 | 12 | 15 | 7 | 0 | 1 | 0.028572 | 58.4516 | 58.4516 | 1.4286 | 16.2515 | 9.7834 | 12.9006 | 12.9006 | 949.9241 | 1.4286 | 0 | 926.7075 | 23.2166 | 0 | 18.4296 | 0 | 0 | 57.023 | 0 | 0 | 926.7075 | 23.2166 | 0 | 18.4296 | 0 | 0 | 0.028572 | 0.20764
2018-12-22 16:00 | 12 | 16 | 7 | 0 | 1 | 0.0017938 | 59.495 | 59.495 | 0.089691 | 16.2515 | 9.7834 | 12.9006 | 12.9006 | 966.88 | 0.089691 | 0 | 965.4224 | 1.4576 | 0 | 1.1571 | 0 | 0 | 59.4053 | 0 | 0 | 965.4224 | 1.4576 | 0 | 1.1571 | 0 | 0 | 0.0017938 | 0.059109
2018-12-22 17:00 | 12 | 17 | 7 | 0 | 1 | 0 | 79.3087 | 79.3087 | 0 | 16.2515 | 9.7834 | 12.9006 | 12.9006 | 1288.8815 | 0 | 0 | 1288.8815 | 0 | 0 | 0 | 0 | 0 | 79.3087 | 0 | 0 | 1288.8815 | 0 | 0 | 0 | 0 | 0 | 0 | 0
2018-12-22 18:00 | 12 | 18 | 7 | 0 | 1 | 0 | 83.9101 | 83.9101 | 0 | 16.2515 | 9.7834 | 12.9006 | 12.9006 | 1363.662 | 0 | 0 | 1363.662 | 0 | 0 | 0 | 0 | 0 | 83.9101 | 0 | 0 | 1363.662 | 0 | 0 | 0 | 0 | 0 | 0 | 0
2018-12-22 19:00 | 12 | 19 | 7 | 0 | 0 | 0 | 86.6116 | 86.6116 | 0 | 16.2515 | 9.7834 | 12.9006 | 12.9006 | 1407.5653 | 0 | 0 | 1407.5653 | 0 | 0 | 0 | 0 | 0 | 86.6116 | 0 | 0 | 1407.5653 | 0 | 0 | 0 | 0 | 0 | 0 | 0
2018-12-22 20:00 | 12 | 20 | 7 | 0 | 0 | 0 | 89.4762 | 89.4762 | 0 | 16.2515 | 9.7834 | 12.9006 | 12.9006 | 1454.1189 | 0 | 0 | 1454.1189 | 0 | 0 | 0 | 0 | 0 | 89.4762 | 0 | 0 | 1454.1189 | 0 | 0 | 0 | 0 | 0 | 0 | 0
2018-12-22 21:00 | 12 | 21 | 7 | 0 | 0 | 0 | 79.8643 | 79.8643 | 0 | 16.2515 | 9.7834 | 12.9006 | 12.9006 | 1297.9114 | 0 | 0 | 1297.9114 | 0 | 0 | 0 | 0 | 0 | 79.8643 | 0 | 0 | 1297.9114 | 0 | 0 | 0 | 0 | 0 | 0 | 0
2018-12-22 22:00 | 12 | 22 | 7 | 0 | 0 | 0 | 77.8494 | 77.8494 | 0 | 16.2515 | 9.7834 | 12.9006 | 12.9006 | 1265.1658 | 0 | 0 | 1265.1658 | 0 | 0 | 0 | 0 | 0 | 77.8494 | 0 | 0 | 1265.1658 | 0 | 0 | 0 | 0 | 0 | 0 | 0
2018-12-22 23:00 | 12 | 23 | 7 | 0 | 0 | 0 | 77.1831 | 77.1831 | 0 | 16.2515 | 9.7834 | 12.9006 | 12.9006 | 1254.3371 | 0 | 0 | 1254.3371 | 0 | 0 | 0 | 0 | 0 | 77.1831 | 0 | 0 | 1254.3371 | 0 | 0 | 0 | 0 | 0 | 0 | 0
2018-12-23 | 12 | 0 | 1 | 0 | 0 | 0 | 70.4105 | 70.4105 | 0 | 16.2515 | 9.7834 | 12.9006 | 12.9006 | 1144.2737 | 0 | 0 | 1144.2737 | 0 | 0 | 0 | 0 | 0 | 70.4105 | 0 | 0 | 1144.2737 | 0 | 0 | 0 | 0 | 0 | 0 | 0
2018-12-23 01:00 | 12 | 1 | 1 | 0 | 0 | 0 | 67.9502 | 67.9502 | 0 | 16.2515 | 9.7834 | 12.9006 | 12.9006 | 1104.29 | 0 | 0 | 1104.29 | 0 | 0 | 0 | 0 | 0 | 67.9502 | 0 | 0 | 1104.29 | 0 | 0 | 0 | 0 | 0 | 0 | 0
2018-12-23 02:00 | 12 | 2 | 1 | 0 | 0 | 0 | 68.4396 | 68.4396 | 0 | 16.2515 | 9.7834 | 12.9006 | 12.9006 | 1112.2428 | 0 | 0 | 1112.2428 | 0 | 0 | 0 | 0 | 0 | 68.4396 | 0 | 0 | 1112.2428 | 0 | 0 | 0 | 0 | 0 | 0 | 0
2018-12-23 03:00 | 12 | 3 | 1 | 0 | 0 | 0 | 67.2405 | 67.2405 | 0 | 16.2515 | 9.7834 | 12.9006 | 12.9006 | 1092.7565 | 0 | 0 | 1092.7565 | 0 | 0 | 0 | 0 | 0 | 67.2405 | 0 | 0 | 1092.7565 | 0 | 0 | 0 | 0 | 0 | 0 | 0
2018-12-23 04:00 | 12 | 4 | 1 | 0 | 0 | 0 | 67.4703 | 67.4703 | 0 | 16.2515 | 9.7834 | 12.9006 | 12.9006 | 1096.4907 | 0 | 0 | 1096.4907 | 0 | 0 | 0 | 0 | 0 | 67.4703 | 0 | 0 | 1096.4907 | 0 | 0 | 0 | 0 | 0 | 0 | 0
2018-12-23 05:00 | 12 | 5 | 1 | 0 | 0 | 0 | 68.524 | 68.524 | 0 | 16.2515 | 9.7834 | 12.9006 | 12.9006 | 1113.6154 | 0 | 0 | 1113.6154 | 0 | 0 | 0 | 0 | 0 | 68.524 | 0 | 0 | 1113.6154 | 0 | 0 | 0 | 0 | 0 | 0 | 0
2018-12-23 06:00 | 12 | 6 | 1 | 0 | 0 | 0 | 89.5782 | 89.5782 | 0 | 16.2515 | 9.7834 | 12.9006 | 12.9006 | 1455.7762 | 0 | 0 | 1455.7762 | 0 | 0 | 0 | 0 | 0 | 89.5782 | 0 | 0 | 1455.7762 | 0 | 0 | 0 | 0 | 0 | 0 | 0
2018-12-23 07:00 | 12 | 7 | 1 | 0 | 0 | 0 | 86.0117 | 86.0117 | 0 | 16.2515 | 9.7834 | 12.9006 | 12.9006 | 1397.8156 | 0 | 0 | 1397.8156 | 0 | 0 | 0 | 0 | 0 | 86.0117 | 0 | 0 | 1397.8156 | 0 | 0 | 0 | 0 | 0 | 0 | 0
2018-12-23 08:00 | 12 | 8 | 1 | 0 | 0 | 0.069348 | 69.1593 | 69.1593 | 3.4674 | 16.2515 | 9.7834 | 12.9006 | 12.9006 | 1123.9397 | 3.4674 | 0 | 1067.5893 | 56.3505 | 0 | 44.7316 | 0 | 0 | 65.6919 | 0 | 0 | 1067.5893 | 56.3505 | 0 | 44.7316 | 0 | 0 | 0.069348 | 0.020884
2018-12-23 09:00 | 12 | 9 | 1 | 0 | 0 | 0.30736 | 60.5417 | 60.5417 | 15.3678 | 16.2515 | 9.7834 | 12.9006 | 12.9006 | 983.8916 | 15.3678 | 0 | 734.1424 | 249.7491 | 0 | 198.2537 | 0 | 0 | 45.1739 | 0 | 0 | 734.1424 | 249.7491 | 0 | 198.2537 | 0 | 0 | 0.30736 | 0.10739
2018-12-23 10:00 | 12 | 10 | 1 | 0 | 0 | 0.45572 | 58.5869 | 58.5869 | 22.786 | 16.2515 | 9.7834 | 12.9006 | 12.9006 | 952.1224 | 22.786 | 0 | 581.8159 | 370.3065 | 0 | 293.9534 | 0 | 0 | 35.8008 | 0 | 0 | 581.8159 | 370.3065 | 0 | 293.9534 | 0 | 0 | 0.45572 | 0.15028
2018-12-23 11:00 | 12 | 11 | 1 | 0 | 1 | 0.53896 | 57.0522 | 57.0522 | 26.9481 | 16.2515 | 9.7834 | 12.9006 | 12.9006 | 927.1807 | 26.9481 | 0 | 489.2348 | 437.9459 | 0 | 347.6463 | 0 | 0 | 30.1041 | 0 | 0 | 489.2348 | 437.9459 | 0 | 347.6463 | 0 | 0 | 0.53896 | 0.1964
2018-12-23 12:00 | 12 | 12 | 1 | 0 | 1 | 0.18687 | 55.7437 | 55.7437 | 9.3436 | 16.2515 | 9.7834 | 12.9006 | 12.9006 | 905.9156 | 9.3436 | 0 | 754.0685 | 151.8471 | 0 | 120.5379 | 0 | 0 | 46.4001 | 0 | 0 | 754.0685 | 151.8471 | 0 | 120.5379 | 0 | 0 | 0.18687 | 0.27314
2018-12-23 13:00 | 12 | 13 | 1 | 0 | 1 | 0.09545 | 53.9869 | 53.9869 | 4.7725 | 16.2515 | 9.7834 | 12.9006 | 12.9006 | 877.3656 | 4.7725 | 0 | 799.8053 | 77.5602 | 0 | 61.5682 | 0 | 0 | 49.2144 | 0 | 0 | 799.8053 | 77.5602 | 0 | 61.5682 | 0 | 0 | 0.09545 | 0.15002
2018-12-23 14:00 | 12 | 14 | 1 | 0 | 1 | 0.13254 | 53.1647 | 53.1647 | 6.6272 | 16.2515 | 9.7834 | 12.9006 | 12.9006 | 864.003 | 6.6272 | 0 | 756.3014 | 107.7017 | 0 | 85.4948 | 0 | 0 | 46.5375 | 0 | 0 | 756.3014 | 107.7017 | 0 | 85.4948 | 0 | 0 | 0.13254 | 0.25866
2018-12-23 15:00 | 12 | 15 | 1 | 0 | 1 | 0.073313 | 53.3414 | 53.3414 | 3.6656 | 16.2515 | 9.7834 | 12.9006 | 12.9006 | 866.8754 | 3.6656 | 0 | 807.3034 | 59.572 | 0 | 47.2889 | 0 | 0 | 49.6758 | 0 | 0 | 807.3034 | 59.572 | 0 | 47.2889 | 0 | 0 | 0.073313 | 0.27563
2018-12-23 16:00 | 12 | 16 | 1 | 0 | 1 | 0.042043 | 53.623 | 53.623 | 2.1021 | 16.2515 | 9.7834 | 12.9006 | 12.9006 | 871.4521 | 2.1021 | 0 | 837.2892 | 34.1628 | 0 | 27.1188 | 0 | 0 | 51.5209 | 0 | 0 | 837.2892 | 34.1628 | 0 | 27.1188 | 0 | 0 | 0.042043 | 0.076253
2018-12-23 17:00 | 12 | 17 | 1 | 0 | 1 | 0 | 73.1507 | 73.1507 | 0 | 16.2515 | 9.7834 | 12.9006 | 12.9006 | 1188.8058 | 0 | 0 | 1188.8058 | 0 | 0 | 0 | 0 | 0 | 73.1507 | 0 | 0 | 1188.8058 | 0 | 0 | 0 | 0 | 0 | 0 | 0
2018-12-23 18:00 | 12 | 18 | 1 | 0 | 1 | 0 | 76.8203 | 76.8203 | 0 | 16.2515 | 9.7834 | 12.9006 | 12.9006 | 1248.4419 | 0 | 0 | 1248.4419 | 0 | 0 | 0 | 0 | 0 | 76.8203 | 0 | 0 | 1248.4419 | 0 | 0 | 0 | 0 | 0 | 0 | 0
2018-12-23 19:00 | 12 | 19 | 1 | 0 | 0 | 0 | 77.706 | 77.706 | 0 | 16.2515 | 9.7834 | 12.9006 | 12.9006 | 1262.8359 | 0 | 0 | 1262.8359 | 0 | 0 | 0 | 0 | 0 | 77.706 | 0 | 0 | 1262.8359 | 0 | 0 | 0 | 0 | 0 | 0 | 0
2018-12-23 20:00 | 12 | 20 | 1 | 0 | 0 | 0 | 78.6581 | 78.6581 | 0 | 16.2515 | 9.7834 | 12.9006 | 12.9006 | 1278.308 | 0 | 0 | 1278.308 | 0 | 0 | 0 | 0 | 0 | 78.6581 | 0 | 0 | 1278.308 | 0 | 0 | 0 | 0 | 0 | 0 | 0
2018-12-23 21:00 | 12 | 21 | 1 | 0 | 0 | 0 | 67.6262 | 67.6262 | 0 | 16.2515 | 9.7834 | 12.9006 | 12.9006 | 1099.0246 | 0 | 0 | 1099.0246 | 0 | 0 | 0 | 0 | 0 | 67.6262 | 0 | 0 | 1099.0246 | 0 | 0 | 0 | 0 | 0 | 0 | 0
2018-12-23 22:00 | 12 | 22 | 1 | 0 | 0 | 0 | 65.6681 | 65.6681 | 0 | 16.2515 | 9.7834 | 12.9006 | 12.9006 | 1067.2016 | 0 | 0 | 1067.2016 | 0 | 0 | 0 | 0 | 0 | 65.6681 | 0 | 0 | 1067.2016 | 0 | 0 | 0 | 0 | 0 | 0 | 0
2018-12-23 23:00 | 12 | 23 | 1 | 0 | 0 | 0 | 66.9779 | 66.9779 | 0 | 16.2515 | 9.7834 | 12.9006 | 12.9006 | 1088.4885 | 0 | 0 | 1088.4885 | 0 | 0 | 0 | 0 | 0 | 66.9779 | 0 | 0 | 1088.4885 | 0 | 0 | 0 | 0 | 0 | 0 | 0
2018-12-24 | 12 | 0 | 2 | 0 | 0 | 0 | 77.6388 | 77.6388 | 0 | 16.2515 | 9.7834 | 12.9006 | 12.9006 | 1261.7432 | 0 | 0 | 1261.7432 | 0 | 0 | 0 | 0 | 0 | 77.6388 | 0 | 0 | 1261.7432 | 0 | 0 | 0 | 0 | 0 | 0 | 0
2018-12-24 01:00 | 12 | 1 | 2 | 0 | 0 | 0 | 81.7869 | 81.7869 | 0 | 16.2515 | 9.7834 | 12.9006 | 12.9006 | 1329.1559 | 0 | 0 | 1329.1559 | 0 | 0 | 0 | 0 | 0 | 81.7869 | 0 | 0 | 1329.1559 | 0 | 0 | 0 | 0 | 0 | 0 | 0
2018-12-24 02:00 | 12 | 2 | 2 | 0 | 0 | 0 | 82.3639 | 82.3639 | 0 | 16.2515 | 9.7834 | 12.9006 | 12.9006 | 1338.5329 | 0 | 0 | 1338.5329 | 0 | 0 | 0 | 0 | 0 | 82.3639 | 0 | 0 | 1338.5329 | 0 | 0 | 0 | 0 | 0 | 0 | 0
2018-12-24 03:00 | 12 | 3 | 2 | 0 | 0 | 0 | 85.6545 | 85.6545 | 0 | 16.2515 | 9.7834 | 12.9006 | 12.9006 | 1392.0111 | 0 | 0 | 1392.0111 | 0 | 0 | 0 | 0 | 0 | 85.6545 | 0 | 0 | 1392.0111 | 0 | 0 | 0 | 0 | 0 | 0 | 0
2018-12-24 04:00 | 12 | 4 | 2 | 0 | 0 | 0 | 94.0664 | 94.0664 | 0 | 16.2515 | 9.7834 | 12.9006 | 12.9006 | 1528.7163 | 0 | 0 | 1528.7163 | 0 | 0 | 0 | 0 | 0 | 94.0664 | 0 | 0 | 1528.7163 | 0 | 0 | 0 | 0 | 0 | 0 | 0
2018-12-24 05:00 | 12 | 5 | 2 | 0 | 0 | 0 | 107.5684 | 107.5684 | 0 | 16.2515 | 9.7834 | 12.9006 | 12.9006 | 1748.1426 | 0 | 0 | 1748.1426 | 0 | 0 | 0 | 0 | 0 | 107.5684 | 0 | 0 | 1748.1426 | 0 | 0 | 0 | 0 | 0 | 0 | 0
2018-12-24 06:00 | 12 | 6 | 2 | 0 | 0 | 0 | 145.0734 | 145.0734 | 0 | 16.2515 | 9.7834 | 12.9006 | 12.9006 | 2357.6533 | 0 | 0 | 2357.6533 | 0 | 0 | 0 | 0 | 0 | 145.0734 | 0 | 0 | 2357.6533 | 0 | 0 | 0 | 0 | 0 | 0 | 0
2018-12-24 07:00 | 12 | 7 | 2 | 0 | 0 | 0 | 161.4412 | 161.4412 | 0 | 16.2515 | 9.7834 | 12.9006 | 12.9006 | 2623.6541 | 0 | 0 | 2623.6541 | 0 | 0 | 0 | 0 | 0 | 161.4412 | 0 | 0 | 2623.6541 | 0 | 0 | 0 | 0 | 0 | 0 | 0
2018-12-24 08:00 | 12 | 8 | 2 | 0 | 0 | 0.0064813 | 164.2338 | 164.2338 | 0.32407 | 16.2515 | 9.7834 | 12.9006 | 12.9006 | 2669.039 | 0.32407 | 0 | 2663.7724 | 5.2665 | 0 | 4.1806 | 0 | 0 | 163.9098 | 0 | 0 | 2663.7724 | 5.2665 | 0 | 4.1806 | 0 | 0 | 0.0064813 | 0
2018-12-24 09:00 | 12 | 9 | 2 | 0 | 0 | 0.2837 | 171.8425 | 171.8425 | 14.1848 | 16.2515 | 9.7834 | 12.9006 | 12.9006 | 2792.6907 | 14.1848 | 0 | 2562.1663 | 230.5245 | 0 | 182.9929 | 0 | 0 | 157.6576 | 0 | 0 | 2562.1663 | 230.5245 | 0 | 182.9929 | 0 | 0 | 0.2837 | 0.011834
2018-12-24 10:00 | 12 | 10 | 2 | 0 | 0 | 0.43496 | 179.8701 | 179.8701 | 21.7478 | 16.2515 | 9.7834 | 12.9006 | 12.9006 | 2923.1507 | 21.7478 | 0 | 2569.7173 | 353.4334 | 0 | 280.5594 | 0 | 0 | 158.1223 | 0 | 0 | 2569.7173 | 353.4334 | 0 | 280.5594 | 0 | 0 | 0.43496 | 0.055291
2018-12-24 11:00 | 12 | 11 | 2 | 0 | 1 | 0.52386 | 180.6069 | 180.6069 | 26.1931 | 16.2515 | 9.7834 | 12.9006 | 12.9006 | 2935.1259 | 26.1931 | 0 | 2509.449 | 425.6768 | 0 | 337.907 | 0 | 0 | 154.4138 | 0 | 0 | 2509.449 | 425.6768 | 0 | 337.907 | 0 | 0 | 0.52386 | 0.065664
2018-12-24 12:00 | 12 | 12 | 2 | 0 | 1 | 0.55188 | 174.2537 | 174.2537 | 27.5938 | 16.2515 | 9.7834 | 12.9006 | 12.9006 | 2831.8763 | 27.5938 | 0 | 2383.4376 | 448.4386 | 0 | 355.9756 | 0 | 0 | 146.6599 | 0 | 0 | 2383.4376 | 448.4386 | 0 | 355.9756 | 0 | 0 | 0.55188 | 0.035149
2018-12-24 13:00 | 12 | 13 | 2 | 0 | 1 | 0.28113 | 161.7155 | 161.7155 | 14.0566 | 16.2515 | 9.7834 | 12.9006 | 12.9006 | 2628.1121 | 14.0566 | 0 | 2399.6719 | 228.4402 | 0 | 181.3384 | 0 | 0 | 147.6589 | 0 | 0 | 2399.6719 | 228.4402 | 0 | 181.3384 | 0 | 0 | 0.28113 | 0.04205
2018-12-24 14:00 | 12 | 14 | 2 | 0 | 1 | 0.063015 | 147.0639 | 147.0639 | 3.1507 | 16.2515 | 9.7834 | 12.9006 | 12.9006 | 2390.0027 | 3.1507 | 0 | 2338.7988 | 51.2039 | 0 | 40.6462 | 0 | 0 | 143.9132 | 0 | 0 | 2338.7988 | 51.2039 | 0 | 40.6462 | 0 | 0 | 0.063015 | 0.059543
2018-12-24 15:00 | 12 | 15 | 2 | 0 | 1 | 0.29798 | 130.2236 | 130.2236 | 14.8991 | 16.2515 | 9.7834 | 12.9006 | 12.9006 | 2116.3234 | 14.8991 | 0 | 1874.1913 | 242.1321 | 0 | 192.2072 | 0 | 0 | 115.3245 | 0 | 0 | 1874.1913 | 242.1321 | 0 | 192.2072 | 0 | 0 | 0.29798 | 0.047817
2018-12-24 16:00 | 12 | 16 | 2 | 0 | 1 | 0.008178 | 115.5469 | 115.5469 | 0.4089 | 16.2515 | 9.7834 | 12.9006 | 12.9006 | 1877.8058 | 0.4089 | 0 | 1871.1606 | 6.6452 | 0 | 5.275 | 0 | 0 | 115.138 | 0 | 0 | 1871.1606 | 6.6452 | 0 | 5.275 | 0 | 0 | 0.008178 | 0.013593
2018-12-24 17:00 | 12 | 17 | 2 | 0 | 1 | 0 | 120.1962 | 120.1962 | 0 | 16.2515 | 9.7834 | 12.9006 | 12.9006 | 1953.3639 | 0 | 0 | 1953.3639 | 0 | 0 | 0 | 0 | 0 | 120.1962 | 0 | 0 | 1953.3639 | 0 | 0 | 0 | 0 | 0 | 0 | 0
2018-12-24 18:00 | 12 | 18 | 2 | 0 | 1 | 0 | 111.92 | 111.92 | 0 | 16.2515 | 9.7834 | 12.9006 | 12.9006 | 1818.8623 | 0 | 0 | 1818.8623 | 0 | 0 | 0 | 0 | 0 | 111.92 | 0 | 0 | 1818.8623 | 0 | 0 | 0 | 0 | 0 | 0 | 0
2018-12-24 19:00 | 12 | 19 | 2 | 0 | 0 | 0 | 105.6035 | 105.6035 | 0 | 16.2515 | 9.7834 | 12.9006 | 12.9006 | 1716.2102 | 0 | 0 | 1716.2102 | 0 | 0 | 0 | 0 | 0 | 105.6035 | 0 | 0 | 1716.2102 | 0 | 0 | 0 | 0 | 0 | 0 | 0
2018-12-24 20:00 | 12 | 20 | 2 | 0 | 0 | 0 | 100.991 | 100.991 | 0 | 16.2515 | 9.7834 | 12.9006 | 12.9006 | 1641.2511 | 0 | 0 | 1641.2511 | 0 | 0 | 0 | 0 | 0 | 100.991 | 0 | 0 | 1641.2511 | 0 | 0 | 0 | 0 | 0 | 0 | 0
2018-12-24 21:00 | 12 | 21 | 2 | 0 | 0 | 0 | 86.7551 | 86.7551 | 0 | 16.2515 | 9.7834 | 12.9006 | 12.9006 | 1409.8974 | 0 | 0 | 1409.8974 | 0 | 0 | 0 | 0 | 0 | 86.7551 | 0 | 0 | 1409.8974 | 0 | 0 | 0 | 0 | 0 | 0 | 0
2018-12-24 22:00 | 12 | 22 | 2 | 0 | 0 | 0 | 81.9838 | 81.9838 | 0 | 16.2515 | 9.7834 | 12.9006 | 12.9006 | 1332.3556 | 0 | 0 | 1332.3556 | 0 | 0 | 0 | 0 | 0 | 81.9838 | 0 | 0 | 1332.3556 | 0 | 0 | 0 | 0 | 0 | 0 | 0
2018-12-24 23:00 | 12 | 23 | 2 | 0 | 0 | 0 | 80.8249 | 80.8249 | 0 | 16.2515 | 9.7834 | 12.9006 | 12.9006 | 1313.5226 | 0 | 0 | 1313.5226 | 0 | 0 | 0 | 0 | 0 | 80.8249 | 0 | 0 | 1313.5226 | 0 | 0 | 0 | 0 | 0 | 0 | 0
2018-12-25 | 12 | 0 | 3 | 0 | 0 | 0 | 81.4447 | 81.4447 | 0 | 16.2515 | 9.7834 | 12.9006 | 12.9006 | 1323.5949 | 0 | 0 | 1323.5949 | 0 | 0 | 0 | 0 | 0 | 81.4447 | 0 | 0 | 1323.5949 | 0 | 0 | 0 | 0 | 0 | 0 | 0
2018-12-25 01:00 | 12 | 1 | 3 | 0 | 0 | 0 | 82.7098 | 82.7098 | 0 | 16.2515 | 9.7834 | 12.9006 | 12.9006 | 1344.1555 | 0 | 0 | 1344.1555 | 0 | 0 | 0 | 0 | 0 | 82.7098 | 0 | 0 | 1344.1555 | 0 | 0 | 0 | 0 | 0 | 0 | 0
2018-12-25 02:00 | 12 | 2 | 3 | 0 | 0 | 0 | 83.6631 | 83.6631 | 0 | 16.2515 | 9.7834 | 12.9006 | 12.9006 | 1359.6472 | 0 | 0 | 1359.6472 | 0 | 0 | 0 | 0 | 0 | 83.6631 | 0 | 0 | 1359.6472 | 0 | 0 | 0 | 0 | 0 | 0 | 0
2018-12-25 03:00 | 12 | 3 | 3 | 0 | 0 | 0 | 87.0109 | 87.0109 | 0 | 16.2515 | 9.7834 | 12.9006 | 12.9006 | 1414.0532 | 0 | 0 | 1414.0532 | 0 | 0 | 0 | 0 | 0 | 87.0109 | 0 | 0 | 1414.0532 | 0 | 0 | 0 | 0 | 0 | 0 | 0
2018-12-25 04:00 | 12 | 4 | 3 | 0 | 0 | 0 | 95.462 | 95.462 | 0 | 16.2515 | 9.7834 | 12.9006 | 12.9006 | 1551.3958 | 0 | 0 | 1551.3958 | 0 | 0 | 0 | 0 | 0 | 95.462 | 0 | 0 | 1551.3958 | 0 | 0 | 0 | 0 | 0 | 0 | 0
2018-12-25 05:00 | 12 | 5 | 3 | 0 | 0 | 0 | 109.3063 | 109.3063 | 0 | 16.2515 | 9.7834 | 12.9006 | 12.9006 | 1776.3864 | 0 | 0 | 1776.3864 | 0 | 0 | 0 | 0 | 0 | 109.3063 | 0 | 0 | 1776.3864 | 0 | 0 | 0 | 0 | 0 | 0 | 0
2018-12-25 06:00 | 12 | 6 | 3 | 0 | 0 | 0 | 146.2643 | 146.2643 | 0 | 16.2515 | 9.7834 | 12.9006 | 12.9006 | 2377.0085 | 0 | 0 | 2377.0085 | 0 | 0 | 0 | 0 | 0 | 146.2643 | 0 | 0 | 2377.0085 | 0 | 0 | 0 | 0 | 0 | 0 | 0
2018-12-25 07:00 | 12 | 7 | 3 | 0 | 0 | 0 | 162.4689 | 162.4689 | 0 | 16.2515 | 9.7834 | 12.9006 | 12.9006 | 2640.3569 | 0 | 0 | 2640.3569 | 0 | 0 | 0 | 0 | 0 | 162.4689 | 0 | 0 | 2640.3569 | 0 | 0 | 0 | 0 | 0 | 0 | 0
2018-12-25 08:00 | 12 | 8 | 3 | 0 | 0 | 0.01045 | 165.7025 | 165.7025 | 0.5225 | 16.2515 | 9.7834 | 12.9006 | 12.9006 | 2692.9066 | 0.5225 | 0 | 2684.4151 | 8.4915 | 0 | 6.7406 | 0 | 0 | 165.18 | 0 | 0 | 2684.4151 | 8.4915 | 0 | 6.7406 | 0 | 0 | 0.01045 | 0.022878
2018-12-25 09:00 | 12 | 9 | 3 | 0 | 0 | 0.1879 | 172.9506 | 172.9506 | 9.3952 | 16.2515 | 9.7834 | 12.9006 | 12.9006 | 2810.6984 | 9.3952 | 0 | 2658.012 | 152.6865 | 0 | 121.2042 | 0 | 0 | 163.5553 | 0 | 0 | 2658.012 | 152.6865 | 0 | 121.2042 | 0 | 0 | 0.1879 | 0.045206
2018-12-25 10:00 | 12 | 10 | 3 | 0 | 0 | 0.31032 | 180.6706 | 180.6706 | 15.516 | 16.2515 | 9.7834 | 12.9006 | 12.9006 | 2936.1597 | 15.516 | 0 | 2684.0029 | 252.1568 | 0 | 200.1649 | 0 | 0 | 165.1546 | 0 | 0 | 2684.0029 | 252.1568 | 0 | 200.1649 | 0 | 0 | 0.31032 | 0.09068
2018-12-25 11:00 | 12 | 11 | 3 | 0 | 1 | 0.51822 | 181.5548 | 181.5548 | 25.9109 | 16.2515 | 9.7834 | 12.9006 | 12.9006 | 2950.5296 | 25.9109 | 0 | 2529.4406 | 421.0891 | 0 | 334.2652 | 0 | 0 | 155.6439 | 0 | 0 | 2529.4406 | 421.0891 | 0 | 334.2652 | 0 | 0 | 0.51822 | 0.15333
2018-12-25 12:00 | 12 | 12 | 3 | 0 | 1 | 0.44117 | 175.2367 | 175.2367 | 22.0587 | 16.2515 | 9.7834 | 12.9006 | 12.9006 | 2847.8515 | 22.0587 | 0 | 2489.3647 | 358.4868 | 0 | 284.5708 | 0 | 0 | 153.1779 | 0 | 0 | 2489.3647 | 358.4868 | 0 | 284.5708 | 0 | 0 | 0.44117 | 0.17104
2018-12-25 13:00 | 12 | 13 | 3 | 0 | 1 | 0.22892 | 162.7965 | 162.7965 | 11.446 | 16.2515 | 9.7834 | 12.9006 | 12.9006 | 2645.6807 | 11.446 | 0 | 2459.6665 | 186.0142 | 0 | 147.6601 | 0 | 0 | 151.3505 | 0 | 0 | 2459.6665 | 186.0142 | 0 | 147.6601 | 0 | 0 | 0.22892 | 0.14633
2018-12-25 14:00 | 12 | 14 | 3 | 0 | 1 | 0.093404 | 148.392 | 148.392 | 4.6702 | 16.2515 | 9.7834 | 12.9006 | 12.9006 | 2411.5866 | 4.6702 | 0 | 2335.6891 | 75.8976 | 0 | 60.2483 | 0 | 0 | 143.7218 | 0 | 0 | 2335.6891 | 75.8976 | 0 | 60.2483 | 0 | 0 | 0.093404 | 0.1839
2018-12-25 15:00 | 12 | 15 | 3 | 0 | 1 | 0.0069874 | 131.6858 | 131.6858 | 0.34937 | 16.2515 | 9.7834 | 12.9006 | 12.9006 | 2140.0856 | 0.34937 | 0 | 2134.4079 | 5.6777 | 0 | 4.5071 | 0 | 0 | 131.3364 | 0 | 0 | 2134.4079 | 5.6777 | 0 | 4.5071 | 0 | 0 | 0.0069874 | 0.21368
2018-12-25 16:00 | 12 | 16 | 3 | 0 | 1 | 0.0019893 | 117.1845 | 117.1845 | 0.099466 | 16.2515 | 9.7834 | 12.9006 | 12.9006 | 1904.4184 | 0.099466 | 0 | 1902.8019 | 1.6165 | 0 | 1.2832 | 0 | 0 | 117.085 | 0 | 0 | 1902.8019 | 1.6165 | 0 | 1.2832 | 0 | 0 | 0.0019893 | 0.059273
2018-12-25 17:00 | 12 | 17 | 3 | 0 | 1 | 0 | 121.3541 | 121.3541 | 0 | 16.2515 | 9.7834 | 12.9006 | 12.9006 | 1972.181 | 0 | 0 | 1972.181 | 0 | 0 | 0 | 0 | 0 | 121.3541 | 0 | 0 | 1972.181 | 0 | 0 | 0 | 0 | 0 | 0 | 0
2018-12-25 18:00 | 12 | 18 | 3 | 0 | 1 | 0 | 114.4173 | 114.4173 | 0 | 16.2515 | 9.7834 | 12.9006 | 12.9006 | 1859.4473 | 0 | 0 | 1859.4473 | 0 | 0 | 0 | 0 | 0 | 114.4173 | 0 | 0 | 1859.4473 | 0 | 0 | 0 | 0 | 0 | 0 | 0
2018-12-25 19:00 | 12 | 19 | 3 | 0 | 0 | 0 | 108.3733 | 108.3733 | 0 | 16.2515 | 9.7834 | 12.9006 | 12.9006 | 1761.2241 | 0 | 0 | 1761.2241 | 0 | 0 | 0 | 0 | 0 | 108.3733 | 0 | 0 | 1761.2241 | 0 | 0 | 0 | 0 | 0 | 0 | 0
2018-12-25 20:00 | 12 | 20 | 3 | 0 | 0 | 0 | 104.3286 | 104.3286 | 0 | 16.2515 | 9.7834 | 12.9006 | 12.9006 | 1695.4916 | 0 | 0 | 1695.4916 | 0 | 0 | 0 | 0 | 0 | 104.3286 | 0 | 0 | 1695.4916 | 0 | 0 | 0 | 0 | 0 | 0 | 0
2018-12-25 21:00 | 12 | 21 | 3 | 0 | 0 | 0 | 90.3635 | 90.3635 | 0 | 16.2515 | 9.7834 | 12.9006 | 12.9006 | 1468.5384 | 0 | 0 | 1468.5384 | 0 | 0 | 0 | 0 | 0 | 90.3635 | 0 | 0 | 1468.5384 | 0 | 0 | 0 | 0 | 0 | 0 | 0
2018-12-25 22:00 | 12 | 22 | 3 | 0 | 0 | 0 | 85.9436 | 85.9436 | 0 | 16.2515 | 9.7834 | 12.9006 | 12.9006 | 1396.7094 | 0 | 0 | 1396.7094 | 0 | 0 | 0 | 0 | 0 | 85.9436 | 0 | 0 | 1396.7094 | 0 | 0 | 0 | 0 | 0 | 0 | 0
2018-12-25 23:00 | 12 | 23 | 3 | 0 | 0 | 0 | 84.6338 | 84.6338 | 0 | 16.2515 | 9.7834 | 12.9006 | 12.9006 | 1375.4218 | 0 | 0 | 1375.4218 | 0 | 0 | 0 | 0 | 0 | 84.6338 | 0 | 0 | 1375.4218 | 0 | 0 | 0 | 0 | 0 | 0 | 0
2018-12-26 | 12 | 0 | 4 | 0 | 0 | 0 | 84.7084 | 84.7084 | 0 | 16.2515 | 9.7834 | 12.9006 | 12.9006 | 1376.6343 | 0 | 0 | 1376.6343 | 0 | 0 | 0 | 0 | 0 | 84.7084 | 0 | 0 | 1376.6343 | 0 | 0 | 0 | 0 | 0 | 0 | 0
2018-12-26 01:00 | 12 | 1 | 4 | 0 | 0 | 0 | 85.4165 | 85.4165 | 0 | 16.2515 | 9.7834 | 12.9006 | 12.9006 | 1388.1426 | 0 | 0 | 1388.1426 | 0 | 0 | 0 | 0 | 0 | 85.4165 | 0 | 0 | 1388.1426 | 0 | 0 | 0 | 0 | 0 | 0 | 0
2018-12-26 02:00 | 12 | 2 | 4 | 0 | 0 | 0 | 85.9335 | 85.9335 | 0 | 16.2515 | 9.7834 | 12.9006 | 12.9006 | 1396.5439 | 0 | 0 | 1396.5439 | 0 | 0 | 0 | 0 | 0 | 85.9335 | 0 | 0 | 1396.5439 | 0 | 0 | 0 | 0 | 0 | 0 | 0
2018-12-26 03:00 | 12 | 3 | 4 | 0 | 0 | 0 | 88.7957 | 88.7957 | 0 | 16.2515 | 9.7834 | 12.9006 | 12.9006 | 1443.0591 | 0 | 0 | 1443.0591 | 0 | 0 | 0 | 0 | 0 | 88.7957 | 0 | 0 | 1443.0591 | 0 | 0 | 0 | 0 | 0 | 0 | 0
2018-12-26 04:00 | 12 | 4 | 4 | 0 | 0 | 0 | 96.4464 | 96.4464 | 0 | 16.2515 | 9.7834 | 12.9006 | 12.9006 | 1567.3937 | 0 | 0 | 1567.3937 | 0 | 0 | 0 | 0 | 0 | 96.4464 | 0 | 0 | 1567.3937 | 0 | 0 | 0 | 0 | 0 | 0 | 0
2018-12-26 05:00 | 12 | 5 | 4 | 0 | 0 | 0 | 109.9951 | 109.9951 | 0 | 16.2515 | 9.7834 | 12.9006 | 12.9006 | 1787.5807 | 0 | 0 | 1787.5807 | 0 | 0 | 0 | 0 | 0 | 109.9951 | 0 | 0 | 1787.5807 | 0 | 0 | 0 | 0 | 0 | 0 | 0
2018-12-26 06:00 | 12 | 6 | 4 | 0 | 0 | 0 | 147.5585 | 147.5585 | 0 | 16.2515 | 9.7834 | 12.9006 | 12.9006 | 2398.0404 | 0 | 0 | 2398.0404 | 0 | 0 | 0 | 0 | 0 | 147.5585 | 0 | 0 | 2398.0404 | 0 | 0 | 0 | 0 | 0 | 0 | 0
2018-12-26 07:00 | 12 | 7 | 4 | 0 | 0 | 0 | 163.8326 | 163.8326 | 0 | 16.2515 | 9.7834 | 12.9006 | 12.9006 | 2662.518 | 0 | 0 | 2662.518 | 0 | 0 | 0 | 0 | 0 | 163.8326 | 0 | 0 | 2662.518 | 0 | 0 | 0 | 0 | 0 | 0 | 0
2018-12-26 08:00 | 12 | 8 | 4 | 0 | 0 | 0.059899 | 166.743 | 166.743 | 2.9949 | 16.2515 | 9.7834 | 12.9006 | 12.9006 | 2709.8163 | 2.9949 | 0 | 2661.1442 | 48.6721 | 0 | 38.6364 | 0 | 0 | 163.748 | 0 | 0 | 2661.1442 | 48.6721 | 0 | 38.6364 | 0 | 0 | 0.059899 | 0.040424
2018-12-26 09:00 | 12 | 9 | 4 | 0 | 0 | 0.2844 | 174.192 | 174.192 | 14.2201 | 16.2515 | 9.7834 | 12.9006 | 12.9006 | 2830.8735 | 14.2201 | 0 | 2599.777 | 231.0965 | 0 | 183.447 | 0 | 0 | 159.9719 | 0 | 0 | 2599.777 | 231.0965 | 0 | 183.447 | 0 | 0 | 0.2844 | 0.2381
2018-12-26 10:00 | 12 | 10 | 4 | 0 | 0 | 0.42784 | 182.0526 | 182.0526 | 21.3922 | 16.2515 | 9.7834 | 12.9006 | 12.9006 | 2958.6201 | 21.3922 | 0 | 2610.9657 | 347.6544 | 0 | 275.972 | 0 | 0 | 160.6604 | 0 | 0 | 2610.9657 | 347.6544 | 0 | 275.972 | 0 | 0 | 0.42784 | 0.34169
2018-12-26 11:00 | 12 | 11 | 4 | 0 | 1 | 0.51471 | 183.2769 | 183.2769 | 25.7354 | 16.2515 | 9.7834 | 12.9006 | 12.9006 | 2978.516 | 25.7354 | 0 | 2560.2791 | 418.2369 | 0 | 332.0011 | 0 | 0 | 157.5415 | 0 | 0 | 2560.2791 | 418.2369 | 0 | 332.0011 | 0 | 0 | 0.51471 | 0.41264
2018-12-26 12:00 | 12 | 12 | 4 | 0 | 1 | 0.54819 | 176.8359 | 176.8359 | 27.4097 | 16.2515 | 9.7834 | 12.9006 | 12.9006 | 2873.8409 | 27.4097 | 0 | 2428.3933 | 445.4475 | 0 | 353.6012 | 0 | 0 | 149.4262 | 0 | 0 | 2428.3933 | 445.4475 | 0 | 353.6012 | 0 | 0 | 0.54819 | 0.42738
2018-12-26 13:00 | 12 | 13 | 4 | 0 | 1 | 0.52435 | 163.966 | 163.966 | 26.2173 | 16.2515 | 9.7834 | 12.9006 | 12.9006 | 2664.6866 | 26.2173 | 0 | 2238.6164 | 426.0701 | 0 | 338.2192 | 0 | 0 | 137.7487 | 0 | 0 | 2238.6164 | 426.0701 | 0 | 338.2192 | 0 | 0 | 0.52435 | 0.40824
2018-12-26 14:00 | 12 | 14 | 4 | 0 | 1 | 0.44848 | 149.43 | 149.43 | 22.4239 | 16.2515 | 9.7834 | 12.9006 | 12.9006 | 2428.4553 | 22.4239 | 0 | 2064.0343 | 364.421 | 0 | 289.2815 | 0 | 0 | 127.0061 | 0 | 0 | 2064.0343 | 364.421 | 0 | 289.2815 | 0 | 0 | 0.44848 | 0.37659
2018-12-26 15:00 | 12 | 15 | 4 | 0 | 1 | 0.31209 | 132.0075 | 132.0075 | 15.6044 | 16.2515 | 9.7834 | 12.9006 | 12.9006 | 2145.3145 | 15.6044 | 0 | 1891.7211 | 253.5934 | 0 | 201.3053 | 0 | 0 | 116.4032 | 0 | 0 | 1891.7211 | 253.5934 | 0 | 201.3053 | 0 | 0 | 0.31209 | 0.2555
2018-12-26 16:00 | 12 | 16 | 4 | 0 | 1 | 0.11025 | 117.7861 | 117.7861 | 5.5123 | 16.2515 | 9.7834 | 12.9006 | 12.9006 | 1914.1963 | 5.5123 | 0 | 1824.6125 | 89.5837 | 0 | 71.1126 | 0 | 0 | 112.2738 | 0 | 0 | 1824.6125 | 89.5837 | 0 | 71.1126 | 0 | 0 | 0.11025 | 0.077841
2018-12-26 17:00 | 12 | 17 | 4 | 0 | 1 | 0 | 121.0209 | 121.0209 | 0 | 16.2515 | 9.7834 | 12.9006 | 12.9006 | 1966.7653 | 0 | 0 | 1966.7653 | 0 | 0 | 0 | 0 | 0 | 121.0209 | 0 | 0 | 1966.7653 | 0 | 0 | 0 | 0 | 0 | 0 | 0
2018-12-26 18:00 | 12 | 18 | 4 | 0 | 1 | 0 | 113.8723 | 113.8723 | 0 | 16.2515 | 9.7834 | 12.9006 | 12.9006 | 1850.5903 | 0 | 0 | 1850.5903 | 0 | 0 | 0 | 0 | 0 | 113.8723 | 0 | 0 | 1850.5903 | 0 | 0 | 0 | 0 | 0 | 0 | 0
2018-12-26 19:00 | 12 | 19 | 4 | 0 | 0 | 0 | 107.4008 | 107.4008 | 0 | 16.2515 | 9.7834 | 12.9006 | 12.9006 | 1745.4197 | 0 | 0 | 1745.4197 | 0 | 0 | 0 | 0 | 0 | 107.4008 | 0 | 0 | 1745.4197 | 0 | 0 | 0 | 0 | 0 | 0 | 0
2018-12-26 20:00 | 12 | 20 | 4 | 0 | 0 | 0 | 102.4197 | 102.4197 | 0 | 16.2515 | 9.7834 | 12.9006 | 12.9006 | 1664.469 | 0 | 0 | 1664.469 | 0 | 0 | 0 | 0 | 0 | 102.4197 | 0 | 0 | 1664.469 | 0 | 0 | 0 | 0 | 0 | 0 | 0
2018-12-26 21:00 | 12 | 21 | 4 | 0 | 0 | 0 | 87.9235 | 87.9235 | 0 | 16.2515 | 9.7834 | 12.9006 | 12.9006 | 1428.8857 | 0 | 0 | 1428.8857 | 0 | 0 | 0 | 0 | 0 | 87.9235 | 0 | 0 | 1428.8857 | 0 | 0 | 0 | 0 | 0 | 0 | 0
2018-12-26 22:00 | 12 | 22 | 4 | 0 | 0 | 0 | 83.0126 | 83.0126 | 0 | 16.2515 | 9.7834 | 12.9006 | 12.9006 | 1349.0751 | 0 | 0 | 1349.0751 | 0 | 0 | 0 | 0 | 0 | 83.0126 | 0 | 0 | 1349.0751 | 0 | 0 | 0 | 0 | 0 | 0 | 0
2018-12-26 23:00 | 12 | 23 | 4 | 0 | 0 | 0 | 81.7922 | 81.7922 | 0 | 16.2515 | 9.7834 | 12.9006 | 12.9006 | 1329.2423 | 0 | 0 | 1329.2423 | 0 | 0 | 0 | 0 | 0 | 81.7922 | 0 | 0 | 1329.2423 | 0 | 0 | 0 | 0 | 0 | 0 | 0
2018-12-27 | 12 | 0 | 5 | 0 | 0 | 0 | 82.2292 | 82.2292 | 0 | 16.2515 | 9.7834 | 12.9006 | 12.9006 | 1336.3447 | 0 | 0 | 1336.3447 | 0 | 0 | 0 | 0 | 0 | 82.2292 | 0 | 0 | 1336.3447 | 0 | 0 | 0 | 0 | 0 | 0 | 0
2018-12-27 01:00 | 12 | 1 | 5 | 0 | 0 | 0 | 82.9112 | 82.9112 | 0 | 16.2515 | 9.7834 | 12.9006 | 12.9006 | 1347.4281 | 0 | 0 | 1347.4281 | 0 | 0 | 0 | 0 | 0 | 82.9112 | 0 | 0 | 1347.4281 | 0 | 0 | 0 | 0 | 0 | 0 | 0
2018-12-27 02:00 | 12 | 2 | 5 | 0 | 0 | 0 | 83.5322 | 83.5322 | 0 | 16.2515 | 9.7834 | 12.9006 | 12.9006 | 1357.5204 | 0 | 0 | 1357.5204 | 0 | 0 | 0 | 0 | 0 | 83.5322 | 0 | 0 | 1357.5204 | 0 | 0 | 0 | 0 | 0 | 0 | 0
2018-12-27 03:00 | 12 | 3 | 5 | 0 | 0 | 0 | 86.6019 | 86.6019 | 0 | 16.2515 | 9.7834 | 12.9006 | 12.9006 | 1407.4068 | 0 | 0 | 1407.4068 | 0 | 0 | 0 | 0 | 0 | 86.6019 | 0 | 0 | 1407.4068 | 0 | 0 | 0 | 0 | 0 | 0 | 0
2018-12-27 04:00 | 12 | 4 | 5 | 0 | 0 | 0 | 94.9039 | 94.9039 | 0 | 16.2515 | 9.7834 | 12.9006 | 12.9006 | 1542.3259 | 0 | 0 | 1542.3259 | 0 | 0 | 0 | 0 | 0 | 94.9039 | 0 | 0 | 1542.3259 | 0 | 0 | 0 | 0 | 0 | 0 | 0
2018-12-27 05:00 | 12 | 5 | 5 | 0 | 0 | 0 | 108.8035 | 108.8035 | 0 | 16.2515 | 9.7834 | 12.9006 | 12.9006 | 1768.2151 | 0 | 0 | 1768.2151 | 0 | 0 | 0 | 0 | 0 | 108.8035 | 0 | 0 | 1768.2151 | 0 | 0 | 0 | 0 | 0 | 0 | 0
2018-12-27 06:00 | 12 | 6 | 5 | 0 | 0 | 0 | 146.2293 | 146.2293 | 0 | 16.2515 | 9.7834 | 12.9006 | 12.9006 | 2376.4393 | 0 | 0 | 2376.4393 | 0 | 0 | 0 | 0 | 0 | 146.2293 | 0 | 0 | 2376.4393 | 0 | 0 | 0 | 0 | 0 | 0 | 0
2018-12-27 07:00 | 12 | 7 | 5 | 0 | 0 | 0 | 162.3755 | 162.3755 | 0 | 16.2515 | 9.7834 | 12.9006 | 12.9006 | 2638.8377 | 0 | 0 | 2638.8377 | 0 | 0 | 0 | 0 | 0 | 162.3755 | 0 | 0 | 2638.8377 | 0 | 0 | 0 | 0 | 0 | 0 | 0
2018-12-27 08:00 | 12 | 8 | 5 | 0 | 0 | 0.0031404 | 165.9858 | 165.9858 | 0.15702 | 16.2515 | 9.7834 | 12.9006 | 12.9006 | 2697.5117 | 0.15702 | 0 | 2694.9599 | 2.5518 | 0 | 2.0256 | 0 | 0 | 165.8288 | 0 | 0 | 2694.9599 | 2.5518 | 0 | 2.0256 | 0 | 0 | 0.0031404 | 0.019904
2018-12-27 09:00 | 12 | 9 | 5 | 0 | 0 | 0.064777 | 172.7546 | 172.7546 | 3.2388 | 16.2515 | 9.7834 | 12.9006 | 12.9006 | 2807.5145 | 3.2388 | 0 | 2754.8787 | 52.6358 | 0 | 41.7829 | 0 | 0 | 169.5158 | 0 | 0 | 2754.8787 | 52.6358 | 0 | 41.7829 | 0 | 0 | 0.064777 | 0.12135
2018-12-27 10:00 | 12 | 10 | 5 | 0 | 0 | 0.10183 | 180.7952 | 180.7952 | 5.0914 | 16.2515 | 9.7834 | 12.9006 | 12.9006 | 2938.1854 | 5.0914 | 0 | 2855.4436 | 82.7419 | 0 | 65.6814 | 0 | 0 | 175.7039 | 0 | 0 | 2855.4436 | 82.7419 | 0 | 65.6814 | 0 | 0 | 0.10183 | 0.19269
2018-12-27 11:00 | 12 | 11 | 5 | 0 | 1 | 0.021852 | 182.1578 | 182.1578 | 1.0926 | 16.2515 | 9.7834 | 12.9006 | 12.9006 | 2960.3298 | 1.0926 | 0 | 2942.5737 | 17.7561 | 0 | 14.095 | 0 | 0 | 181.0652 | 0 | 0 | 2942.5737 | 17.7561 | 0 | 14.095 | 0 | 0 | 0.021852 | 0.20798
2018-12-27 12:00 | 12 | 12 | 5 | 0 | 1 | 0.042747 | 176.1222 | 176.1222 | 2.1374 | 16.2515 | 9.7834 | 12.9006 | 12.9006 | 2862.2429 | 2.1374 | 0 | 2827.5075 | 34.7354 | 0 | 27.5733 | 0 | 0 | 173.9849 | 0 | 0 | 2827.5075 | 34.7354 | 0 | 27.5733 | 0 | 0 | 0.042747 | 0.23924
2018-12-27 13:00 | 12 | 13 | 5 | 0 | 1 | 0.05366 | 163.5711 | 163.5711 | 2.683 | 16.2515 | 9.7834 | 12.9006 | 12.9006 | 2658.2679 | 2.683 | 0 | 2614.6655 | 43.6025 | 0 | 34.6121 | 0 | 0 | 160.8881 | 0 | 0 | 2614.6655 | 43.6025 | 0 | 34.6121 | 0 | 0 | 0.05366 | 0.24306
2018-12-27 14:00 | 12 | 14 | 5 | 0 | 1 | 0.02422 | 148.9709 | 148.9709 | 1.211 | 16.2515 | 9.7834 | 12.9006 | 12.9006 | 2420.9944 | 1.211 | 0 | 2401.3135 | 19.6809 | 0 | 15.6229 | 0 | 0 | 147.7599 | 0 | 0 | 2401.3135 | 19.6809 | 0 | 15.6229 | 0 | 0 | 0.02422 | 0.19151
2018-12-27 15:00 | 12 | 15 | 5 | 0 | 1 | 0.025646 | 131.784 | 131.784 | 1.2823 | 16.2515 | 9.7834 | 12.9006 | 12.9006 | 2141.6812 | 1.2823 | 0 | 2120.8415 | 20.8396 | 0 | 16.5427 | 0 | 0 | 130.5016 | 0 | 0 | 2120.8415 | 20.8396 | 0 | 16.5427 | 0 | 0 | 0.025646 | 0.20799
2018-12-27 16:00 | 12 | 16 | 5 | 0 | 1 | 0.011357 | 117.6858 | 117.6858 | 0.56784 | 16.2515 | 9.7834 | 12.9006 | 12.9006 | 1912.5658 | 0.56784 | 0 | 1903.3376 | 9.2282 | 0 | 7.3255 | 0 | 0 | 117.118 | 0 | 0 | 1903.3376 | 9.2282 | 0 | 7.3255 | 0 | 0 | 0.011357 | 0.061539
2018-12-27 17:00 | 12 | 17 | 5 | 0 | 1 | 0 | 121.034 | 121.034 | 0 | 16.2515 | 9.7834 | 12.9006 | 12.9006 | 1966.9785 | 0 | 0 | 1966.9785 | 0 | 0 | 0 | 0 | 0 | 121.034 | 0 | 0 | 1966.9785 | 0 | 0 | 0 | 0 | 0 | 0 | 0
2018-12-27 18:00 | 12 | 18 | 5 | 0 | 1 | 0 | 115.2736 | 115.2736 | 0 | 16.2515 | 9.7834 | 12.9006 | 12.9006 | 1873.3645 | 0 | 0 | 1873.3645 | 0 | 0 | 0 | 0 | 0 | 115.2736 | 0 | 0 | 1873.3645 | 0 | 0 | 0 | 0 | 0 | 0 | 0
2018-12-27 19:00 | 12 | 19 | 5 | 0 | 0 | 0 | 109.0087 | 109.0087 | 0 | 16.2515 | 9.7834 | 12.9006 | 12.9006 | 1771.5505 | 0 | 0 | 1771.5505 | 0 | 0 | 0 | 0 | 0 | 109.0087 | 0 | 0 | 1771.5505 | 0 | 0 | 0 | 0 | 0 | 0 | 0
2018-12-27 20:00 | 12 | 20 | 5 | 0 | 0 | 0 | 104.6618 | 104.6618 | 0 | 16.2515 | 9.7834 | 12.9006 | 12.9006 | 1700.9062 | 0 | 0 | 1700.9062 | 0 | 0 | 0 | 0 | 0 | 104.6618 | 0 | 0 | 1700.9062 | 0 | 0 | 0 | 0 | 0 | 0 | 0
2018-12-27 21:00 | 12 | 21 | 5 | 0 | 0 | 0 | 89.7398 | 89.7398 | 0 | 16.2515 | 9.7834 | 12.9006 | 12.9006 | 1458.4023 | 0 | 0 | 1458.4023 | 0 | 0 | 0 | 0 | 0 | 89.7398 | 0 | 0 | 1458.4023 | 0 | 0 | 0 | 0 | 0 | 0 | 0
2018-12-27 22:00 | 12 | 22 | 5 | 0 | 0 | 0 | 84.2432 | 84.2432 | 0 | 16.2515 | 9.7834 | 12.9006 | 12.9006 | 1369.0745 | 0 | 0 | 1369.0745 | 0 | 0 | 0 | 0 | 0 | 84.2432 | 0 | 0 | 1369.0745 | 0 | 0 | 0 | 0 | 0 | 0 | 0
2018-12-27 23:00 | 12 | 23 | 5 | 0 | 0 | 0 | 83.0836 | 83.0836 | 0 | 16.2515 | 9.7834 | 12.9006 | 12.9006 | 1350.2294 | 0 | 0 | 1350.2294 | 0 | 0 | 0 | 0 | 0 | 83.0836 | 0 | 0 | 1350.2294 | 0 | 0 | 0 | 0 | 0 | 0 | 0
2018-12-28 | 12 | 0 | 6 | 0 | 0 | 0 | 84.0449 | 84.0449 | 0 | 16.2515 | 9.7834 | 12.9006 | 12.9006 | 1365.8522 | 0 | 0 | 1365.8522 | 0 | 0 | 0 | 0 | 0 | 84.0449 | 0 | 0 | 1365.8522 | 0 | 0 | 0 | 0 | 0 | 0 | 0
2018-12-28 01:00 | 12 | 1 | 6 | 0 | 0 | 0 | 85.2056 | 85.2056 | 0 | 16.2515 | 9.7834 | 12.9006 | 12.9006 | 1384.7148 | 0 | 0 | 1384.7148 | 0 | 0 | 0 | 0 | 0 | 85.2056 | 0 | 0 | 1384.7148 | 0 | 0 | 0 | 0 | 0 | 0 | 0
2018-12-28 02:00 | 12 | 2 | 6 | 0 | 0 | 0 | 86.2832 | 86.2832 | 0 | 16.2515 | 9.7834 | 12.9006 | 12.9006 | 1402.2278 | 0 | 0 | 1402.2278 | 0 | 0 | 0 | 0 | 0 | 86.2832 | 0 | 0 | 1402.2278 | 0 | 0 | 0 | 0 | 0 | 0 | 0
2018-12-28 03:00 | 12 | 3 | 6 | 0 | 0 | 0 | 90.2722 | 90.2722 | 0 | 16.2515 | 9.7834 | 12.9006 | 12.9006 | 1467.0545 | 0 | 0 | 1467.0545 | 0 | 0 | 0 | 0 | 0 | 90.2722 | 0 | 0 | 1467.0545 | 0 | 0 | 0 | 0 | 0 | 0 | 0
2018-12-28 04:00 | 12 | 4 | 6 | 0 | 0 | 0 | 98.9179 | 98.9179 | 0 | 16.2515 | 9.7834 | 12.9006 | 12.9006 | 1607.5598 | 0 | 0 | 1607.5598 | 0 | 0 | 0 | 0 | 0 | 98.9179 | 0 | 0 | 1607.5598 | 0 | 0 | 0 | 0 | 0 | 0 | 0
2018-12-28 05:00 | 12 | 5 | 6 | 0 | 0 | 0 | 113.2964 | 113.2964 | 0 | 16.2515 | 9.7834 | 12.9006 | 12.9006 | 1841.2309 | 0 | 0 | 1841.2309 | 0 | 0 | 0 | 0 | 0 | 113.2964 | 0 | 0 | 1841.2309 | 0 | 0 | 0 | 0 | 0 | 0 | 0
2018-12-28 06:00 | 12 | 6 | 6 | 0 | 0 | 0 | 152.6995 | 152.6995 | 0 | 16.2515 | 9.7834 | 12.9006 | 12.9006 | 2481.5898 | 0 | 0 | 2481.5898 | 0 | 0 | 0 | 0 | 0 | 152.6995 | 0 | 0 | 2481.5898 | 0 | 0 | 0 | 0 | 0 | 0 | 0
2018-12-28 07:00 | 12 | 7 | 6 | 0 | 0 | 0 | 169.2282 | 169.2282 | 0 | 16.2515 | 9.7834 | 12.9006 | 12.9006 | 2750.2049 | 0 | 0 | 2750.2049 | 0 | 0 | 0 | 0 | 0 | 169.2282 | 0 | 0 | 2750.2049 | 0 | 0 | 0 | 0 | 0 | 0 | 0
2018-12-28 08:00 | 12 | 8 | 6 | 0 | 0 | 0.030532 | 172.5033 | 172.5033 | 1.5266 | 16.2515 | 9.7834 | 12.9006 | 12.9006 | 2803.43 | 1.5266 | 0 | 2778.6208 | 24.8092 | 0 | 19.6938 | 0 | 0 | 170.9767 | 0 | 0 | 2778.6208 | 24.8092 | 0 | 19.6938 | 0 | 0 | 0.030532 | 0.0053303
2018-12-28 09:00 | 12 | 9 | 6 | 0 | 0 | 0.21699 | 178.1474 | 178.1474 | 10.8497 | 16.2515 | 9.7834 | 12.9006 | 12.9006 | 2895.1549 | 10.8497 | 0 | 2718.8315 | 176.3234 | 0 | 139.9675 | 0 | 0 | 167.2977 | 0 | 0 | 2718.8315 | 176.3234 | 0 | 139.9675 | 0 | 0 | 0.21699 | 0.072269
2018-12-28 10:00 | 12 | 10 | 6 | 0 | 0 | 0.38971 | 183.1133 | 183.1133 | 19.4854 | 16.2515 | 9.7834 | 12.9006 | 12.9006 | 2975.8574 | 19.4854 | 0 | 2659.1913 | 316.6661 | 0 | 251.3731 | 0 | 0 | 163.6279 | 0 | 0 | 2659.1913 | 316.6661 | 0 | 251.3731 | 0 | 0 | 0.38971 | 0.20168
2018-12-28 11:00 | 12 | 11 | 6 | 0 | 1 | 0.45506 | 182.6215 | 182.6215 | 22.7528 | 16.2515 | 9.7834 | 12.9006 | 12.9006 | 2967.8655 | 22.7528 | 0 | 2598.0985 | 369.767 | 0 | 293.5251 | 0 | 0 | 159.8687 | 0 | 0 | 2598.0985 | 369.767 | 0 | 293.5251 | 0 | 0 | 0.45506 | 0.23345
2018-12-28 12:00 | 12 | 12 | 6 | 0 | 1 | 0.59946 | 175.9781 | 175.9781 | 29.973 | 16.2515 | 9.7834 | 12.9006 | 12.9006 | 2859.9006 | 29.973 | 0 | 2372.7957 | 487.1049 | 0 | 386.6693 | 0 | 0 | 146.0051 | 0 | 0 | 2372.7957 | 487.1049 | 0 | 386.6693 | 0 | 0 | 0.59946 | 0.23584
2018-12-28 13:00 | 12 | 13 | 6 | 0 | 1 | 0.56604 | 163.088 | 163.088 | 28.3022 | 16.2515 | 9.7834 | 12.9006 | 12.9006 | 2650.417 | 28.3022 | 0 | 2190.4651 | 459.952 | 0 | 365.115 | 0 | 0 | 134.7858 | 0 | 0 | 2190.4651 | 459.952 | 0 | 365.115 | 0 | 0 | 0.56604 | 0.26692
2018-12-28 14:00 | 12 | 14 | 6 | 0 | 1 | 0.48356 | 148.6692 | 148.6692 | 24.1777 | 16.2515 | 9.7834 | 12.9006 | 12.9006 | 2416.0918 | 24.1777 | 0 | 2023.1681 | 392.9237 | 0 | 311.9072 | 0 | 0 | 124.4915 | 0 | 0 | 2023.1681 | 392.9237 | 0 | 311.9072 | 0 | 0 | 0.48356 | 0.17805
2018-12-28 15:00 | 12 | 15 | 6 | 0 | 1 | 0.33763 | 131.8127 | 131.8127 | 16.8816 | 16.2515 | 9.7834 | 12.9006 | 12.9006 | 2142.1487 | 16.8816 | 0 | 1867.7989 | 274.3498 | 0 | 217.7819 | 0 | 0 | 114.9312 | 0 | 0 | 1867.7989 | 274.3498 | 0 | 217.7819 | 0 | 0 | 0.33763 | 0.29961
2018-12-28 16:00 | 12 | 16 | 6 | 0 | 1 | 0.12434 | 118.2788 | 118.2788 | 6.217 | 16.2515 | 9.7834 | 12.9006 | 12.9006 | 1922.2024 | 6.217 | 0 | 1821.1663 | 101.0361 | 0 | 80.2036 | 0 | 0 | 112.0617 | 0 | 0 | 1821.1663 | 101.0361 | 0 | 80.2036 | 0 | 0 | 0.12434 | 0.099578
2018-12-28 17:00 | 12 | 17 | 6 | 0 | 1 | 0 | 120.7779 | 120.7779 | 0 | 16.2515 | 9.7834 | 12.9006 | 12.9006 | 1962.8165 | 0 | 0 | 1962.8165 | 0 | 0 | 0 | 0 | 0 | 120.7779 | 0 | 0 | 1962.8165 | 0 | 0 | 0 | 0 | 0 | 0 | 0
2018-12-28 18:00 | 12 | 18 | 6 | 0 | 1 | 0 | 115.3166 | 115.3166 | 0 | 16.2515 | 9.7834 | 12.9006 | 12.9006 | 1874.0635 | 0 | 0 | 1874.0635 | 0 | 0 | 0 | 0 | 0 | 115.3166 | 0 | 0 | 1874.0635 | 0 | 0 | 0 | 0 | 0 | 0 | 0
2018-12-28 19:00 | 12 | 19 | 6 | 0 | 0 | 0 | 108.8148 | 108.8148 | 0 | 16.2515 | 9.7834 | 12.9006 | 12.9006 | 1768.3983 | 0 | 0 | 1768.3983 | 0 | 0 | 0 | 0 | 0 | 108.8148 | 0 | 0 | 1768.3983 | 0 | 0 | 0 | 0 | 0 | 0 | 0
2018-12-28 20:00 | 12 | 20 | 6 | 0 | 0 | 0 | 104.0998 | 104.0998 | 0 | 16.2515 | 9.7834 | 12.9006 | 12.9006 | 1691.7734 | 0 | 0 | 1691.7734 | 0 | 0 | 0 | 0 | 0 | 104.0998 | 0 | 0 | 1691.7734 | 0 | 0 | 0 | 0 | 0 | 0 | 0
2018-12-28 21:00 | 12 | 21 | 6 | 0 | 0 | 0 | 89.3318 | 89.3318 | 0 | 16.2515 | 9.7834 | 12.9006 | 12.9006 | 1451.7721 | 0 | 0 | 1451.7721 | 0 | 0 | 0 | 0 | 0 | 89.3318 | 0 | 0 | 1451.7721 | 0 | 0 | 0 | 0 | 0 | 0 | 0
2018-12-28 22:00 | 12 | 22 | 6 | 0 | 0 | 0 | 84.3546 | 84.3546 | 0 | 16.2515 | 9.7834 | 12.9006 | 12.9006 | 1370.8858 | 0 | 0 | 1370.8858 | 0 | 0 | 0 | 0 | 0 | 84.3546 | 0 | 0 | 1370.8858 | 0 | 0 | 0 | 0 | 0 | 0 | 0
2018-12-28 23:00 | 12 | 23 | 6 | 0 | 0 | 0 | 83.2987 | 83.2987 | 0 | 16.2515 | 9.7834 | 12.9006 | 12.9006 | 1353.7245 | 0 | 0 | 1353.7245 | 0 | 0 | 0 | 0 | 0 | 83.2987 | 0 | 0 | 1353.7245 | 0 | 0 | 0 | 0 | 0 | 0 | 0
2018-12-29 | 12 | 0 | 7 | 0 | 0 | 0 | 76.625 | 76.625 | 0 | 16.2515 | 9.7834 | 12.9006 | 12.9006 | 1245.2686 | 0 | 0 | 1245.2686 | 0 | 0 | 0 | 0 | 0 | 76.625 | 0 | 0 | 1245.2686 | 0 | 0 | 0 | 0 | 0 | 0 | 0
2018-12-29 01:00 | 12 | 1 | 7 | 0 | 0 | 0 | 73.2952 | 73.2952 | 0 | 16.2515 | 9.7834 | 12.9006 | 12.9006 | 1191.1537 | 0 | 0 | 1191.1537 | 0 | 0 | 0 | 0 | 0 | 73.2952 | 0 | 0 | 1191.1537 | 0 | 0 | 0 | 0 | 0 | 0 | 0
2018-12-29 02:00 | 12 | 2 | 7 | 0 | 0 | 0 | 72.7429 | 72.7429 | 0 | 16.2515 | 9.7834 | 12.9006 | 12.9006 | 1182.1778 | 0 | 0 | 1182.1778 | 0 | 0 | 0 | 0 | 0 | 72.7429 | 0 | 0 | 1182.1778 | 0 | 0 | 0 | 0 | 0 | 0 | 0
2018-12-29 03:00 | 12 | 3 | 7 | 0 | 0 | 0 | 71.9286 | 71.9286 | 0 | 16.2515 | 9.7834 | 12.9006 | 12.9006 | 1168.9449 | 0 | 0 | 1168.9449 | 0 | 0 | 0 | 0 | 0 | 71.9286 | 0 | 0 | 1168.9449 | 0 | 0 | 0 | 0 | 0 | 0 | 0
2018-12-29 04:00 | 12 | 4 | 7 | 0 | 0 | 0 | 70.8398 | 70.8398 | 0 | 16.2515 | 9.7834 | 12.9006 | 12.9006 | 1151.25 | 0 | 0 | 1151.25 | 0 | 0 | 0 | 0 | 0 | 70.8398 | 0 | 0 | 1151.25 | 0 | 0 | 0 | 0 | 0 | 0 | 0
2018-12-29 05:00 | 12 | 5 | 7 | 0 | 0 | 0 | 70.0203 | 70.0203 | 0 | 16.2515 | 9.7834 | 12.9006 | 12.9006 | 1137.932 | 0 | 0 | 1137.932 | 0 | 0 | 0 | 0 | 0 | 70.0203 | 0 | 0 | 1137.932 | 0 | 0 | 0 | 0 | 0 | 0 | 0
2018-12-29 06:00 | 12 | 6 | 7 | 0 | 0 | 0 | 91.3687 | 91.3687 | 0 | 16.2515 | 9.7834 | 12.9006 | 12.9006 | 1484.8738 | 0 | 0 | 1484.8738 | 0 | 0 | 0 | 0 | 0 | 91.3687 | 0 | 0 | 1484.8738 | 0 | 0 | 0 | 0 | 0 | 0 | 0
2018-12-29 07:00 | 12 | 7 | 7 | 0 | 0 | 0 | 88.2066 | 88.2066 | 0 | 16.2515 | 9.7834 | 12.9006 | 12.9006 | 1433.4862 | 0 | 0 | 1433.4862 | 0 | 0 | 0 | 0 | 0 | 88.2066 | 0 | 0 | 1433.4862 | 0 | 0 | 0 | 0 | 0 | 0 | 0
2018-12-29 08:00 | 12 | 8 | 7 | 0 | 0 | 0.0060454 | 71.4748 | 71.4748 | 0.30227 | 16.2515 | 9.7834 | 12.9006 | 12.9006 | 1161.5691 | 0.30227 | 0 | 1156.6568 | 4.9123 | 0 | 3.8995 | 0 | 0 | 71.1725 | 0 | 0 | 1156.6568 | 4.9123 | 0 | 3.8995 | 0 | 0 | 0.0060454 | 0.015405
2018-12-29 09:00 | 12 | 9 | 7 | 0 | 0 | 0.076038 | 62.7539 | 62.7539 | 3.8019 | 16.2515 | 9.7834 | 12.9006 | 12.9006 | 1019.8421 | 3.8019 | 0 | 958.0552 | 61.7868 | 0 | 49.0471 | 0 | 0 | 58.952 | 0 | 0 | 958.0552 | 61.7868 | 0 | 49.0471 | 0 | 0 | 0.076038 | 0.072082
2018-12-29 10:00 | 12 | 10 | 7 | 0 | 0 | 0.038103 | 61.0449 | 61.0449 | 1.9051 | 16.2515 | 9.7834 | 12.9006 | 12.9006 | 992.0684 | 1.9051 | 0 | 961.1071 | 30.9613 | 0 | 24.5774 | 0 | 0 | 59.1398 | 0 | 0 | 961.1071 | 30.9613 | 0 | 24.5774 | 0 | 0 | 0.038103 | 0.1267
2018-12-29 11:00 | 12 | 11 | 7 | 0 | 1 | 0.0541 | 60.5064 | 60.5064 | 2.705 | 16.2515 | 9.7834 | 12.9006 | 12.9006 | 983.3173 | 2.705 | 0 | 939.3569 | 43.9604 | 0 | 34.8962 | 0 | 0 | 57.8014 | 0 | 0 | 939.3569 | 43.9604 | 0 | 34.8962 | 0 | 0 | 0.0541 | 0.15948
2018-12-29 12:00 | 12 | 12 | 7 | 0 | 1 | 0.046712 | 59.1491 | 59.1491 | 2.3356 | 16.2515 | 9.7834 | 12.9006 | 12.9006 | 961.2587 | 2.3356 | 0 | 923.3021 | 37.9567 | 0 | 30.1304 | 0 | 0 | 56.8135 | 0 | 0 | 923.3021 | 37.9567 | 0 | 30.1304 | 0 | 0 | 0.046712 | 0.21307
2018-12-29 13:00 | 12 | 13 | 7 | 0 | 1 | 0.21753 | 57.7481 | 57.7481 | 10.8765 | 16.2515 | 9.7834 | 12.9006 | 12.9006 | 938.4913 | 10.8765 | 0 | 761.7323 | 176.759 | 0 | 140.3132 | 0 | 0 | 46.8716 | 0 | 0 | 761.7323 | 176.759 | 0 | 140.3132 | 0 | 0 | 0.21753 | 0.2194
2018-12-29 14:00 | 12 | 14 | 7 | 0 | 1 | 0.20491 | 57.4007 | 57.4007 | 10.2454 | 16.2515 | 9.7834 | 12.9006 | 12.9006 | 932.8457 | 10.2454 | 0 | 766.343 | 166.5027 | 0 | 132.1717 | 0 | 0 | 47.1553 | 0 | 0 | 766.343 | 166.5027 | 0 | 132.1717 | 0 | 0 | 0.20491 | 0.18327
2018-12-29 15:00 | 12 | 15 | 7 | 0 | 1 | 0.0036012 | 57.9628 | 57.9628 | 0.18006 | 16.2515 | 9.7834 | 12.9006 | 12.9006 | 941.9807 | 0.18006 | 0 | 939.0545 | 2.9263 | 0 | 2.3229 | 0 | 0 | 57.7828 | 0 | 0 | 939.0545 | 2.9263 | 0 | 2.3229 | 0 | 0 | 0.0036012 | 0.13531
2018-12-29 16:00 | 12 | 16 | 7 | 0 | 1 | 0.10235 | 58.2572 | 58.2572 | 5.1177 | 16.2515 | 9.7834 | 12.9006 | 12.9006 | 946.7639 | 5.1177 | 0 | 863.5946 | 83.1693 | 0 | 66.0207 | 0 | 0 | 53.1395 | 0 | 0 | 863.5946 | 83.1693 | 0 | 66.0207 | 0 | 0 | 0.10235 | 0.047371
2018-12-29 17:00 | 12 | 17 | 7 | 0 | 1 | 0 | 75.1196 | 75.1196 | 0 | 16.2515 | 9.7834 | 12.9006 | 12.9006 | 1220.8028 | 0 | 0 | 1220.8028 | 0 | 0 | 0 | 0 | 0 | 75.1196 | 0 | 0 | 1220.8028 | 0 | 0 | 0 | 0 | 0 | 0 | 0
2018-12-29 18:00 | 12 | 18 | 7 | 0 | 1 | 0 | 82.886 | 82.886 | 0 | 16.2515 | 9.7834 | 12.9006 | 12.9006 | 1347.0186 | 0 | 0 | 1347.0186 | 0 | 0 | 0 | 0 | 0 | 82.886 | 0 | 0 | 1347.0186 | 0 | 0 | 0 | 0 | 0 | 0 | 0
2018-12-29 19:00 | 12 | 19 | 7 | 0 | 0 | 0 | 85.7113 | 85.7113 | 0 | 16.2515 | 9.7834 | 12.9006 | 12.9006 | 1392.934 | 0 | 0 | 1392.934 | 0 | 0 | 0 | 0 | 0 | 85.7113 | 0 | 0 | 1392.934 | 0 | 0 | 0 | 0 | 0 | 0 | 0
2018-12-29 20:00 | 12 | 20 | 7 | 0 | 0 | 0 | 88.5095 | 88.5095 | 0 | 16.2515 | 9.7834 | 12.9006 | 12.9006 | 1438.4088 | 0 | 0 | 1438.4088 | 0 | 0 | 0 | 0 | 0 | 88.5095 | 0 | 0 | 1438.4088 | 0 | 0 | 0 | 0 | 0 | 0 | 0
2018-12-29 21:00 | 12 | 21 | 7 | 0 | 0 | 0 | 78.0123 | 78.0123 | 0 | 16.2515 | 9.7834 | 12.9006 | 12.9006 | 1267.8141 | 0 | 0 | 1267.8141 | 0 | 0 | 0 | 0 | 0 | 78.0123 | 0 | 0 | 1267.8141 | 0 | 0 | 0 | 0 | 0 | 0 | 0
2018-12-29 22:00 | 12 | 22 | 7 | 0 | 0 | 0 | 75.6436 | 75.6436 | 0 | 16.2515 | 9.7834 | 12.9006 | 12.9006 | 1229.3191 | 0 | 0 | 1229.3191 | 0 | 0 | 0 | 0 | 0 | 75.6436 | 0 | 0 | 1229.3191 | 0 | 0 | 0 | 0 | 0 | 0 | 0
2018-12-29 23:00 | 12 | 23 | 7 | 0 | 0 | 0 | 75.191 | 75.191 | 0 | 16.2515 | 9.7834 | 12.9006 | 12.9006 | 1221.9632 | 0 | 0 | 1221.9632 | 0 | 0 | 0 | 0 | 0 | 75.191 | 0 | 0 | 1221.9632 | 0 | 0 | 0 | 0 | 0 | 0 | 0
2018-12-30 | 12 | 0 | 1 | 0 | 0 | 0 | 68.475 | 68.475 | 0 | 16.2515 | 9.7834 | 12.9006 | 12.9006 | 1112.818 | 0 | 0 | 1112.818 | 0 | 0 | 0 | 0 | 0 | 68.475 | 0 | 0 | 1112.818 | 0 | 0 | 0 | 0 | 0 | 0 | 0
2018-12-30 01:00 | 12 | 1 | 1 | 0 | 0 | 0 | 65.7264 | 65.7264 | 0 | 16.2515 | 9.7834 | 12.9006 | 12.9006 | 1068.1502 | 0 | 0 | 1068.1502 | 0 | 0 | 0 | 0 | 0 | 65.7264 | 0 | 0 | 1068.1502 | 0 | 0 | 0 | 0 | 0 | 0 | 0
2018-12-30 02:00 | 12 | 2 | 1 | 0 | 0 | 0 | 66.4529 | 66.4529 | 0 | 16.2515 | 9.7834 | 12.9006 | 12.9006 | 1079.9567 | 0 | 0 | 1079.9567 | 0 | 0 | 0 | 0 | 0 | 66.4529 | 0 | 0 | 1079.9567 | 0 | 0 | 0 | 0 | 0 | 0 | 0
2018-12-30 03:00 | 12 | 3 | 1 | 0 | 0 | 0 | 65.3721 | 65.3721 | 0 | 16.2515 | 9.7834 | 12.9006 | 12.9006 | 1062.3914 | 0 | 0 | 1062.3914 | 0 | 0 | 0 | 0 | 0 | 65.3721 | 0 | 0 | 1062.3914 | 0 | 0 | 0 | 0 | 0 | 0 | 0
2018-12-30 04:00 | 12 | 4 | 1 | 0 | 0 | 0 | 64.7112 | 64.7112 | 0 | 16.2515 | 9.7834 | 12.9006 | 12.9006 | 1051.6507 | 0 | 0 | 1051.6507 | 0 | 0 | 0 | 0 | 0 | 64.7112 | 0 | 0 | 1051.6507 | 0 | 0 | 0 | 0 | 0 | 0 | 0
2018-12-30 05:00 | 12 | 5 | 1 | 0 | 0 | 0 | 65.5725 | 65.5725 | 0 | 16.2515 | 9.7834 | 12.9006 | 12.9006 | 1065.6479 | 0 | 0 | 1065.6479 | 0 | 0 | 0 | 0 | 0 | 65.5725 | 0 | 0 | 1065.6479 | 0 | 0 | 0 | 0 | 0 | 0 | 0
2018-12-30 06:00 | 12 | 6 | 1 | 0 | 0 | 0 | 86.9314 | 86.9314 | 0 | 16.2515 | 9.7834 | 12.9006 | 12.9006 | 1412.7622 | 0 | 0 | 1412.7622 | 0 | 0 | 0 | 0 | 0 | 86.9314 | 0 | 0 | 1412.7622 | 0 | 0 | 0 | 0 | 0 | 0 | 0
2018-12-30 07:00 | 12 | 7 | 1 | 0 | 0 | 0 | 83.4748 | 83.4748 | 0 | 16.2515 | 9.7834 | 12.9006 | 12.9006 | 1356.5878 | 0 | 0 | 1356.5878 | 0 | 0 | 0 | 0 | 0 | 83.4748 | 0 | 0 | 1356.5878 | 0 | 0 | 0 | 0 | 0 | 0 | 0
2018-12-30 08:00 | 12 | 8 | 1 | 0 | 0 | 0.0030614 | 67.1906 | 67.1906 | 0.15307 | 16.2515 | 9.7834 | 12.9006 | 12.9006 | 1091.9444 | 0.15307 | 0 | 1089.4568 | 2.4876 | 0 | 1.9747 | 0 | 0 | 67.0375 | 0 | 0 | 1089.4568 | 2.4876 | 0 | 1.9747 | 0 | 0 | 0.0030614 | 0.02695
2018-12-30 09:00 | 12 | 9 | 1 | 0 | 0 | 0.0070381 | 58.2547 | 58.2547 | 0.35191 | 16.2515 | 9.7834 | 12.9006 | 12.9006 | 946.7243 | 0.35191 | 0 | 941.0054 | 5.719 | 0 | 4.5398 | 0 | 0 | 57.9028 | 0 | 0 | 941.0054 | 5.719 | 0 | 4.5398 | 0 | 0 | 0.0070381 | 0.18639
2018-12-30 10:00 | 12 | 10 | 1 | 0 | 0 | 0.00077045 | 56.4701 | 56.4701 | 0.038523 | 16.2515 | 9.7834 | 12.9006 | 12.9006 | 917.7221 | 0.038523 | 0 | 917.096 | 0.62605 | 0 | 0.49696 | 0 | 0 | 56.4316 | 0 | 0 | 917.096 | 0.62605 | 0 | 0.49696 | 0 | 0 | 0.00077045 | 0.22669
2018-12-30 11:00 | 12 | 11 | 1 | 0 | 1 | 0.0070691 | 55.4531 | 55.4531 | 0.35345 | 16.2515 | 9.7834 | 12.9006 | 12.9006 | 901.1936 | 0.35345 | 0 | 895.4495 | 5.7441 | 0 | 4.5598 | 0 | 0 | 55.0996 | 0 | 0 | 895.4495 | 5.7441 | 0 | 4.5598 | 0 | 0 | 0.0070691 | 0.33603
2018-12-30 12:00 | 12 | 12 | 1 | 0 | 1 | 0.028807 | 54.1704 | 54.1704 | 1.4404 | 16.2515 | 9.7834 | 12.9006 | 12.9006 | 880.3476 | 1.4404 | 0 | 856.9398 | 23.4078 | 0 | 18.5814 | 0 | 0 | 52.73 | 0 | 0 | 856.9398 | 23.4078 | 0 | 18.5814 | 0 | 0 | 0.028807 | 0.2051
2018-12-30 13:00 | 12 | 13 | 1 | 0 | 1 | 0.023651 | 52.9149 | 52.9149 | 1.1826 | 16.2515 | 9.7834 | 12.9006 | 12.9006 | 859.944 | 1.1826 | 0 | 840.7255 | 19.2186 | 0 | 15.2559 | 0 | 0 | 51.7323 | 0 | 0 | 840.7255 | 19.2186 | 0 | 15.2559 | 0 | 0 | 0.023651 | 0.1296
2018-12-30 14:00 | 12 | 14 | 1 | 0 | 1 | 0.042237 | 52.6236 | 52.6236 | 2.1119 | 16.2515 | 9.7834 | 12.9006 | 12.9006 | 855.2107 | 2.1119 | 0 | 820.8899 | 34.3208 | 0 | 27.2442 | 0 | 0 | 50.5118 | 0 | 0 | 820.8899 | 34.3208 | 0 | 27.2442 | 0 | 0 | 0.042237 | 0.068926
2018-12-30 15:00 | 12 | 15 | 1 | 0 | 1 | 0.022901 | 52.9633 | 52.9633 | 1.145 | 16.2515 | 9.7834 | 12.9006 | 12.9006 | 860.7304 | 1.145 | 0 | 842.122 | 18.6083 | 0 | 14.7715 | 0 | 0 | 51.8183 | 0 | 0 | 842.122 | 18.6083 | 0 | 14.7715 | 0 | 0 | 0.022901 | 0.14122
2018-12-30 16:00 | 12 | 16 | 1 | 0 | 1 | 0.0087107 | 53.516 | 53.516 | 0.43554 | 16.2515 | 9.7834 | 12.9006 | 12.9006 | 869.713 | 0.43554 | 0 | 862.6349 | 7.0781 | 0 | 5.6187 | 0 | 0 | 53.0805 | 0 | 0 | 862.6349 | 7.0781 | 0 | 5.6187 | 0 | 0 | 0.0087107 | 0.047833
2018-12-30 17:00 | 12 | 17 | 1 | 0 | 1 | 0 | 70.5043 | 70.5043 | 0 | 16.2515 | 9.7834 | 12.9006 | 12.9006 | 1145.7974 | 0 | 0 | 1145.7974 | 0 | 0 | 0 | 0 | 0 | 70.5043 | 0 | 0 | 1145.7974 | 0 | 0 | 0 | 0 | 0 | 0 | 0
2018-12-30 18:00 | 12 | 18 | 1 | 0 | 1 | 0 | 77.0881 | 77.0881 | 0 | 16.2515 | 9.7834 | 12.9006 | 12.9006 | 1252.7944 | 0 | 0 | 1252.7944 | 0 | 0 | 0 | 0 | 0 | 77.0881 | 0 | 0 | 1252.7944 | 0 | 0 | 0 | 0 | 0 | 0 | 0
2018-12-30 19:00 | 12 | 19 | 1 | 0 | 0 | 0 | 78.1647 | 78.1647 | 0 | 16.2515 | 9.7834 | 12.9006 | 12.9006 | 1270.2894 | 0 | 0 | 1270.2894 | 0 | 0 | 0 | 0 | 0 | 78.1647 | 0 | 0 | 1270.2894 | 0 | 0 | 0 | 0 | 0 | 0 | 0
2018-12-30 20:00 | 12 | 20 | 1 | 0 | 0 | 0 | 79.3904 | 79.3904 | 0 | 16.2515 | 9.7834 | 12.9006 | 12.9006 | 1290.2101 | 0 | 0 | 1290.2101 | 0 | 0 | 0 | 0 | 0 | 79.3904 | 0 | 0 | 1290.2101 | 0 | 0 | 0 | 0 | 0 | 0 | 0
2018-12-30 21:00 | 12 | 21 | 1 | 0 | 0 | 0 | 67.5342 | 67.5342 | 0 | 16.2515 | 9.7834 | 12.9006 | 12.9006 | 1097.5286 | 0 | 0 | 1097.5286 | 0 | 0 | 0 | 0 | 0 | 67.5342 | 0 | 0 | 1097.5286 | 0 | 0 | 0 | 0 | 0 | 0 | 0
2018-12-30 22:00 | 12 | 22 | 1 | 0 | 0 | 0 | 64.8632 | 64.8632 | 0 | 16.2515 | 9.7834 | 12.9006 | 12.9006 | 1054.1209 | 0 | 0 | 1054.1209 | 0 | 0 | 0 | 0 | 0 | 64.8632 | 0 | 0 | 1054.1209 | 0 | 0 | 0 | 0 | 0 | 0 | 0
2018-12-30 23:00 | 12 | 23 | 1 | 0 | 0 | 0 | 66.9623 | 66.9623 | 0 | 16.2515 | 9.7834 | 12.9006 | 12.9006 | 1088.2357 | 0 | 0 | 1088.2357 | 0 | 0 | 0 | 0 | 0 | 66.9623 | 0 | 0 | 1088.2357 | 0 | 0 | 0 | 0 | 0 | 0 | 0
2018-12-31 | 12 | 0 | 2 | 0 | 0 | 0 | 77.9966 | 77.9966 | 0 | 16.2515 | 9.7834 | 12.9006 | 12.9006 | 1267.5586 | 0 | 0 | 1267.5586 | 0 | 0 | 0 | 0 | 0 | 77.9966 | 0 | 0 | 1267.5586 | 0 | 0 | 0 | 0 | 0 | 0 | 0
2018-12-31 01:00 | 12 | 1 | 2 | 0 | 0 | 0 | 82.1999 | 82.1999 | 0 | 16.2515 | 9.7834 | 12.9006 | 12.9006 | 1335.8678 | 0 | 0 | 1335.8678 | 0 | 0 | 0 | 0 | 0 | 82.1999 | 0 | 0 | 1335.8678 | 0 | 0 | 0 | 0 | 0 | 0 | 0
2018-12-31 02:00 | 12 | 2 | 2 | 0 | 0 | 0 | 83.5813 | 83.5813 | 0 | 16.2515 | 9.7834 | 12.9006 | 12.9006 | 1358.3173 | 0 | 0 | 1358.3173 | 0 | 0 | 0 | 0 | 0 | 83.5813 | 0 | 0 | 1358.3173 | 0 | 0 | 0 | 0 | 0 | 0 | 0
2018-12-31 03:00 | 12 | 3 | 2 | 0 | 0 | 0 | 87.528 | 87.528 | 0 | 16.2515 | 9.7834 | 12.9006 | 12.9006 | 1422.4568 | 0 | 0 | 1422.4568 | 0 | 0 | 0 | 0 | 0 | 87.528 | 0 | 0 | 1422.4568 | 0 | 0 | 0 | 0 | 0 | 0 | 0
2018-12-31 04:00 | 12 | 4 | 2 | 0 | 0 | 0 | 96.4256 | 96.4256 | 0 | 16.2515 | 9.7834 | 12.9006 | 12.9006 | 1567.0557 | 0 | 0 | 1567.0557 | 0 | 0 | 0 | 0 | 0 | 96.4256 | 0 | 0 | 1567.0557 | 0 | 0 | 0 | 0 | 0 | 0 | 0
2018-12-31 05:00 | 12 | 5 | 2 | 0 | 0 | 0 | 110.5629 | 110.5629 | 0 | 16.2515 | 9.7834 | 12.9006 | 12.9006 | 1796.8082 | 0 | 0 | 1796.8082 | 0 | 0 | 0 | 0 | 0 | 110.5629 | 0 | 0 | 1796.8082 | 0 | 0 | 0 | 0 | 0 | 0 | 0
2018-12-31 06:00 | 12 | 6 | 2 | 0 | 0 | 0 | 147.2843 | 147.2843 | 0 | 16.2515 | 9.7834 | 12.9006 | 12.9006 | 2393.5837 | 0 | 0 | 2393.5837 | 0 | 0 | 0 | 0 | 0 | 147.2843 | 0 | 0 | 2393.5837 | 0 | 0 | 0 | 0 | 0 | 0 | 0
2018-12-31 07:00 | 12 | 7 | 2 | 0 | 0 | 0 | 164.206 | 164.206 | 0 | 16.2515 | 9.7834 | 12.9006 | 12.9006 | 2668.5867 | 0 | 0 | 2668.5867 | 0 | 0 | 0 | 0 | 0 | 164.206 | 0 | 0 | 2668.5867 | 0 | 0 | 0 | 0 | 0 | 0 | 0
2018-12-31 08:00 | 12 | 8 | 2 | 0 | 0 | 0.0020894 | 167.9678 | 167.9678 | 0.10447 | 16.2515 | 9.7834 | 12.9006 | 12.9006 | 2729.7217 | 0.10447 | 0 | 2728.0239 | 1.6978 | 0 | 1.3477 | 0 | 0 | 167.8633 | 0 | 0 | 2728.0239 | 1.6978 | 0 | 1.3477 | 0 | 0 | 0.0020894 | 0.02664
2018-12-31 09:00 | 12 | 9 | 2 | 0 | 0 | 0.017805 | 174.4036 | 174.4036 | 0.89024 | 16.2515 | 9.7834 | 12.9006 | 12.9006 | 2834.3133 | 0.89024 | 0 | 2819.8455 | 14.4678 | 0 | 11.4847 | 0 | 0 | 173.5134 | 0 | 0 | 2819.8455 | 14.4678 | 0 | 11.4847 | 0 | 0 | 0.017805 | 0.19124
2018-12-31 10:00 | 12 | 10 | 2 | 0 | 0 | 0.045638 | 181.9014 | 181.9014 | 2.2819 | 16.2515 | 9.7834 | 12.9006 | 12.9006 | 2956.1628 | 2.2819 | 0 | 2919.0782 | 37.0846 | 0 | 29.4382 | 0 | 0 | 179.6195 | 0 | 0 | 2919.0782 | 37.0846 | 0 | 29.4382 | 0 | 0 | 0.045638 | 0.28736
2018-12-31 11:00 | 12 | 11 | 2 | 0 | 1 | 0.078231 | 182.2553 | 182.2553 | 3.9116 | 16.2515 | 9.7834 | 12.9006 | 12.9006 | 2961.914 | 3.9116 | 0 | 2898.3454 | 63.5685 | 0 | 50.4614 | 0 | 0 | 178.3437 | 0 | 0 | 2898.3454 | 63.5685 | 0 | 50.4614 | 0 | 0 | 0.078231 | 0.38135
2018-12-31 12:00 | 12 | 12 | 2 | 0 | 1 | 0.042591 | 176.1519 | 176.1519 | 2.1295 | 16.2515 | 9.7834 | 12.9006 | 12.9006 | 2862.7246 | 2.1295 | 0 | 2828.1167 | 34.6079 | 0 | 27.4721 | 0 | 0 | 174.0224 | 0 | 0 | 2828.1167 | 34.6079 | 0 | 27.4721 | 0 | 0 | 0.042591 | 0.46791
2018-12-31 13:00 | 12 | 13 | 2 | 0 | 1 | 0.044051 | 164.2107 | 164.2107 | 2.2025 | 16.2515 | 9.7834 | 12.9006 | 12.9006 | 2668.6625 | 2.2025 | 0 | 2632.8682 | 35.7943 | 0 | 28.4139 | 0 | 0 | 162.0081 | 0 | 0 | 2632.8682 | 35.7943 | 0 | 28.4139 | 0 | 0 | 0.044051 | 0.43838
2018-12-31 14:00 | 12 | 14 | 2 | 0 | 1 | 0.039799 | 150.034 | 150.034 | 1.99 | 16.2515 | 9.7834 | 12.9006 | 12.9006 | 2438.2715 | 1.99 | 0 | 2405.9318 | 32.3397 | 0 | 25.6716 | 0 | 0 | 148.0441 | 0 | 0 | 2405.9318 | 32.3397 | 0 | 25.6716 | 0 | 0 | 0.039799 | 0.29356
2018-12-31 15:00 | 12 | 15 | 2 | 0 | 1 | 0.30788 | 132.7265 | 132.7265 | 15.3938 | 16.2515 | 9.7834 | 12.9006 | 12.9006 | 2156.9987 | 15.3938 | 0 | 1906.8278 | 250.1709 | 0 | 198.5884 | 0 | 0 | 117.3327 | 0 | 0 | 1906.8278 | 250.1709 | 0 | 198.5884 | 0 | 0 | 0.30788 | 0.26296
2018-12-31 16:00 | 12 | 16 | 2 | 0 | 1 | 0.12082 | 118.5337 | 118.5337 | 6.0408 | 16.2515 | 9.7834 | 12.9006 | 12.9006 | 1926.3449 | 6.0408 | 0 | 1828.1739 | 98.171 | 0 | 77.9292 | 0 | 0 | 112.4929 | 0 | 0 | 1828.1739 | 98.171 | 0 | 77.9292 | 0 | 0 | 0.12082 | 0.098441
2018-12-31 17:00 | 12 | 17 | 2 | 0 | 1 | 0 | 120.1821 | 120.1821 | 0 | 16.2515 | 9.7834 | 12.9006 | 12.9006 | 1953.1343 | 0 | 0 | 1953.1343 | 0 | 0 | 0 | 0 | 0 | 120.1821 | 0 | 0 | 1953.1343 | 0 | 0 | 0 | 0 | 0 | 0 | 0
2018-12-31 18:00 | 12 | 18 | 2 | 0 | 1 | 0 | 114.7615 | 114.7615 | 0 | 16.2515 | 9.7834 | 12.9006 | 12.9006 | 1865.0407 | 0 | 0 | 1865.0407 | 0 | 0 | 0 | 0 | 0 | 114.7615 | 0 | 0 | 1865.0407 | 0 | 0 | 0 | 0 | 0 | 0 | 0
2018-12-31 19:00 | 12 | 19 | 2 | 0 | 0 | 0 | 108.362 | 108.362 | 0 | 16.2515 | 9.7834 | 12.9006 | 12.9006 | 1761.041 | 0 | 0 | 1761.041 | 0 | 0 | 0 | 0 | 0 | 108.362 | 0 | 0 | 1761.041 | 0 | 0 | 0 | 0 | 0 | 0 | 0
2018-12-31 20:00 | 12 | 20 | 2 | 0 | 0 | 0 | 102.926 | 102.926 | 0 | 16.2515 | 9.7834 | 12.9006 | 12.9006 | 1672.697 | 0 | 0 | 1672.697 | 0 | 0 | 0 | 0 | 0 | 102.926 | 0 | 0 | 1672.697 | 0 | 0 | 0 | 0 | 0 | 0 | 0
2018-12-31 21:00 | 12 | 21 | 2 | 0 | 0 | 0 | 87.2943 | 87.2943 | 0 | 16.2515 | 9.7834 | 12.9006 | 12.9006 | 1418.6592 | 0 | 0 | 1418.6592 | 0 | 0 | 0 | 0 | 0 | 87.2943 | 0 | 0 | 1418.6592 | 0 | 0 | 0 | 0 | 0 | 0 | 0
2018-12-31 22:00 | 12 | 22 | 2 | 0 | 0 | 0 | 81.8993 | 81.8993 | 0 | 16.2515 | 9.7834 | 12.9006 | 12.9006 | 1330.9831 | 0 | 0 | 1330.9831 | 0 | 0 | 0 | 0 | 0 | 81.8993 | 0 | 0 | 1330.9831 | 0 | 0 | 0 | 0 | 0 | 0 | 0
2018-12-31 23:00 | 12 | 23 | 2 | 0 | 0 | 0 | 81.0702 | 81.0702 | 0 | 16.2515 | 9.7834 | 12.9006 | 12.9006 | 1317.5088 | 0 | 0 | 1317.5088 | 0 | 0 | 0 | 0 | 0 | 81.0702 | 0 | 0 | 1317.5088 | 0 | 0 | 0 | 0 | 0 | 0 | 0
Note on C15: [Threaded comment] Your version of Excel allows you to read this threaded comment; however, any edits to it will get removed if the file is opened in a newer version of Excel. Learn more: https://go.microsoft.com/fwlink/?linkid=870924 Comment: Diesel generator - $12,000 for 12kW gen
Note on K21: [Threaded comment] Your version of Excel allows you to read this threaded comment; however, any edits to it will get removed if the file is opened in a newer version of Excel. Learn more: https://go.microsoft.com/fwlink/?linkid=870924 Comment: Cost of buying energy from DTE
Note on L21: [Threaded comment] Your version of Excel allows you to read this threaded comment; however, any edits to it will get removed if the file is opened in a newer version of Excel. Learn more: https://go.microsoft.com/fwlink/?linkid=870924 Comment: Price of selling energy to the grid (DTE)

## SEU Part.
SEU PARTICIPATION AND DEPLOYMENT | [31 empty] | Direct SEU Inputs |  |  |  | Indirect SEU Calculations and Assumptions | [12 empty] | EARLY PROJECT SEU ADOPTION BENCHMARKS
- The A2 RFP requested SEU modeling with 7 kW-dc PV system sizes with energy storage.
Cumulative SEU Solar Capacity |  |  |  | SEU Total Deployment Schedule | [7 empty] | Static SEU (for this study phase) | [19 empty] | CAPEX Pricing Schedule |  |  |  | Reference for defining customer classes: MPSC Consumer Divisions | [12 empty] | - The A2 RFP listed Subscriber levels as quantity of subscribers. We assumed that quantity was energy use per 7 kW-dc system
Year | 2023 - 2030 |  | Notes | Year | 2024 | 2025 | 2026 | 2027 | 2028 | 2029 | 2030 | 2031 | 2032 | 2033 | 2034 | 2035 | 2036 | 2037 | 2038 | 2039 | 2040 | 2041 | 2042 | 2043 | 2044 | 2045 | 2046 | 2047 | 2048 | 2049 | 2050 | Price Reference | Value | Unit | Notes | User Class | MonthlyEnergy |  | Capacity |  | Annual Energy | [7 empty] | - The Subscriber quantity can be fully floating, a fixed size, or with energy blocks of fixed sizes
Total Installed Capacity | 50 |  | This is cumulative installed per decade | Installation Rate | [27 empty] | Benchmark PV Pricing | 2.8429 | $/W | Ann Arbor area market rate rooftop PV project | Residential | 250 | kWh | 0 | kW | 3000 | kWh | [6 empty] | - This study considered one subscription equal to 5 kW-dc (~6,000 kWh) as a reasonable multiple across all types of residential housing | bar: 2024 to Static SEU (for this study phase) 2050
Desired Portfolio Mix | % | MW-dc |  | New Operating Capacity (MW-dc) | 0 | 0 | 50 | 0 | 0 | 0 | 0 | 0 | 0 | 0 | 0 | 0 | 0 | 0 | 0 | 0 | 0 | 0 | 0 | 0 | 0 | 0 | 0 | 0 | 0 | 0 | 0 | SEU PV Pricing | 2.8429 | $/W | A2 10% increase (5% for extra A2 deployment oversight and reporting, 5% increased labor) | Residential | 500 | kWh | 0 | kW | 6000 | kWh
Resi PV (%) | 25% | 12.5 | (Maximum 159 MW-dc between Residential PV and Residential PVS) | Total Operating Capacity (MW-dc) | 0 | 0 | 50 | 50 | 50 | 50 | 50 | 50 | 50 | 50 | 50 | 50 | 50 | 50 | 50 | 50 | 50 | 50 | 50 | 50 | 50 | 50 | 50 | 50 | 50 | 50 | 50 | Resi PV Rooftop Multiplier | 1 |  | This is the baseline pricing | Residential | 1000 | kWh | 0 | kW | 12000 | kWh | [6 empty] | Residential Rooftop PV & PVS Adoption Only
Resi PVS (%) | 25% | 12.5 | (Maximum 159 MW-dc between Residential PV and Residential PVS) | Yearly Deployment Price | 0 | 0 | 156649.6435 | 0 | 0 | 0 | 0 | 0 | 0 | 0 | 0 | 0 | 0 | 0 | 0 | 0 | 0 | 0 | 0 | 0 | 0 | 0 | 0 | 0 | 0 | 0 | 0 | Annual Capex Change | -2% | % | NREL 2023 ATB Class 9 Pricing PV Distributed (Moderate | Small Commercial | 1000 | kWh | 5 | kW | 12000 | kWh | [6 empty] | Block size | 8 | kW-dc | PV Yield | 1150 | kWh/kW
Com PV Rooftop | 25% | 12.5 | (Maximum 305 MW-dc between Com PV and Com PVS) | Total Deployment Price | 0 | 0 | 156649.6435 | 156649.6435 | 156649.6435 | 156649.6435 | 156649.6435 | 156649.6435 | 156649.6435 | 156649.6435 | 156649.6435 | 156649.6435 | 156649.6435 | 156649.6435 | 156649.6435 | 156649.6435 | 156649.6435 | 156649.6435 | 156649.6435 | 156649.6435 | 156649.6435 | 156649.6435 | 156649.6435 | 156649.6435 | 156649.6435 | 156649.6435 | 156649.6435 | Resi PVS Rooftop Multiplier | 1.85 |  | Benchmark increase for adding backup storage | Small Commercial | 5000 | kWh | 25 | kW | 60000 | kWh | [6 empty] | Annual Energy | 9600 | kWh
Com PVS Rooftop | 25% | 12.5 | (Maximum 305 MW-dc between Com PV and Com PVS) | [28 empty] | Annual PVS Capex Change | -2% |  | 2022 NREL ATB Class 9 Resi PV Storage Moderate rate | Large Commercial | 21600 | kWh | 100 | kW | 259200 | kWh | [6 empty] | Subscriber Deployment Table
Com PV Canopy | 0% | 0 | (Maximum 75 MW-dc) | Total Operating Capacity (MW-dc) | 2024 | 2025 | 2026 | 2027 | 2028 | 2029 | 2030 | 2031 | 2032 | 2033 | 2034 | 2035 | 2036 | 2037 | 2038 | 2039 | 2040 | 2041 | 2042 | 2043 | 2044 | 2045 | 2046 | 2047 | 2048 | 2049 | 2050 | Commercial PV Rooftop Multiplier | 0.65 |  | Com scale varies widely (11% drop for 10-100 kW, 55% drop for 100-500 kW) | Large Commercial | 28800 | kWh | 100 | kW | 345600 | kWh
Total | 100% | 50 | This is total installed PV | Resi PV Rooftop | 0 | 0 | 12.5 | 12.5 | 12.5 | 12.5 | 12.5 | 12.5 | 12.5 | 12.5 | 12.5 | 12.5 | 12.5 | 12.5 | 12.5 | 12.5 | 12.5 | 12.5 | 12.5 | 12.5 | 12.5 | 12.5 | 12.5 | 12.5 | 12.5 | 12.5 | 12.5 | Annual Capex Change | -2% | % | NREL 2022 ATB Class 9 Pricing PV Distributed | Large Commercial | 36000 | kWh | 100 | kW | 432000 | kWh | [6 empty] | Level | Qty | Annual Energy MWh | Blocks | PV Capacity (MW-dc) | % of PV Potential
|  |  |  | Resi PVS Rooftop | 0 | 0 | 12.5 | 12.5 | 12.5 | 12.5 | 12.5 | 12.5 | 12.5 | 12.5 | 12.5 | 12.5 | 12.5 | 12.5 | 12.5 | 12.5 | 12.5 | 12.5 | 12.5 | 12.5 | 12.5 | 12.5 | 12.5 | 12.5 | 12.5 | 12.5 | 12.5 | Commercial PVS Rooftop Multiplier | 1.6 |  | Benchmark industry estimate (Commercial range varies greatly w/ size) | Industrial | 432000 | kWh | 1000 | kW | 5184000 | kWh | [6 empty] | Very low | 1000 | 9600 | 1000 | 8 | 5.031%
|  |  |  | Com PV Rooftop | 0 | 0 | 12.5 | 12.5 | 12.5 | 12.5 | 12.5 | 12.5 | 12.5 | 12.5 | 12.5 | 12.5 | 12.5 | 12.5 | 12.5 | 12.5 | 12.5 | 12.5 | 12.5 | 12.5 | 12.5 | 12.5 | 12.5 | 12.5 | 12.5 | 12.5 | 12.5 | Annual Capex Change | -2% |  | NREL 2022 ATB Class 9 Pricing PV Distributed | Industrial | 4320000 | kWh | 10000 | kW | 51840000 | kWh | [6 empty] | Very low | 1750 | 16800 | 1750 | 14 | 8.804%
|  |  |  | Com PVS Rooftop | 0 | 0 | 12.5 | 12.5 | 12.5 | 12.5 | 12.5 | 12.5 | 12.5 | 12.5 | 12.5 | 12.5 | 12.5 | 12.5 | 12.5 | 12.5 | 12.5 | 12.5 | 12.5 | 12.5 | 12.5 | 12.5 | 12.5 | 12.5 | 12.5 | 12.5 | 12.5 | Commercial PV Canopy Multiplier | 1.4 |  | Benchmark increase for Canopy increase | Industrial | 21600000 | kWh | 50000 | kW | 259200000 | kWh | [6 empty] | Very low | 2500 | 24000 | 2500 | 20 | 12.58%
|  |  |  | Com PV Canopy | 0 | 0 | 0 | 0 | 0 | 0 | 0 | 0 | 0 | 0 | 0 | 0 | 0 | 0 | 0 | 0 | 0 | 0 | 0 | 0 | 0 | 0 | 0 | 0 | 0 | 0 | 0 | Annual Capex Change | -2% |  | NREL 2022 ATB Class 9 Pricing PV Distributed | [13 empty] | Low | 2501 | 24009.6 | 2501 | 20.008 | 12.58%
[49 empty] | Low | 3750 | 36000 | 3750 | 30 | 18.87%
[32 empty] | SEU Subscriber Energy Blocks |  |  |  | A2 Estimated Consumers' Annual Load | [12 empty] | Low | 5000 | 48000 | 5000 | 40 | 25.15%
SEU First Tranche Project Finance and Solar Capacity |  |  |  | SEU First Tranche Deployment Schedule | 2031: Static SEU (for this study phase) | SEU Subscriber PV Energy Block | To approximate maximizing PV systems at DTE interconnection tariffs (e.g. Cat 1, Cat 2), 5 kW-dc blocks were modeled | [9 empty] | Example question for subscription context: What is 10% Subscription Across All Resi? | [5 empty] | Modest | 5001 | 48009.6 | 5001 | 40.008 | 25.16%
Year | 2023 - 2030 | Notes |  | Year | 2024 | 2025 | 2026 | 2027 | 2028 | 2029 | 2030 | 2031 | 2032 | 2033 | 2034 | 2035 | 2036 | 2037 | 2038 | 2039 | 2040 | 2041 | 2042 | 2043 | 2044 | 2045 | 2046 | 2047 | 2048 | 2049 | 2050 |  |  |  |  | Residential Building Type | Metered Customers | Avg Annual Customer Load (kWh) | Total Per Building Type (kWh) | Projected DTE Rate (w/ solar) | Year |  | SEU Participation | QTY | Annual SEU Load (kWh) | PV Qty (kW) |  |  | Modest | 7500 | 72000 | 7500 | 60 | 37.73%
Funded Capacity Per Decade (MW) | 50 |  |  | Installation Rate | 0% | 0% | 100% | 0% | 0% | 0% | 0% | 0% | 0% | 0% | 0% | 0% | 0% | 0% | 0% | 0% | 0% | 0% | 0% | 0% | 0% | 0% | 0% | 0% | 0% | 0% | 0% | Metric | Value | Unit | Notes | SFD | 22760 | 11899.1285 | 270824164 | D1.8 | 2023 |  | 10% | 2276 | 27082416.4 | 23549.9273 |  |  | Modest | 10000 | 96000 | 10000 | 80 | 50.31%
Source of Funds | Insert "1" if funding source will be used during project lifetime. Insert "0" if never used. |  |  | New Operating Capacity (MW-dc) | 0 | 0 | 50 | 0 | 0 | 0 | 0 | 0 | 0 | 0 | 0 | 0 | 0 | 0 | 0 | 0 | 0 | 0 | 0 | 0 | 0 | 0 | 0 | 0 | 0 | 0 | 0 | Subscriber PV DC Power (kW) | 8 | kW-dc | The more granular the block size the greater number of applicable projects | SFA | 5327 | 8274.3826 | 44077636 | D1.8 | 2023 |  | 10% | 532.7 | 4407763.6 | 3832.8379 |  |  | High | 10001 | 96009.6 | 10001 | 80.008 | 50.31% | A2 RFP: 7 kW PV, Battery System, 20 Yr Operations
Debt | 1 | !! Debt Financing Tab not linked. Manually match Debt to Project Cost or PPA portfolio purchase. |  | Total Operating Capacity (MW-dc) | 0 | 0 | 50 | 50 | 50 | 50 | 50 | 50 | 50 | 50 | 50 | 50 | 50 | 50 | 50 | 50 | 50 | 50 | 50 | 50 | 50 | 50 | 50 | 50 | 50 | 50 | 50 | Subscriber PV AC Power (kW) | 6.5041 | kW-ac | This matches medium MPSC Residential class | MF 2-4 | 4358 | 8337.9041 | 36336586 | D1.8 | 2023 |  | 10% | 435.8 | 3633658.6 | 3159.7031 |  |  | High | 15000 | 144000 | 15000 | 120 | 75.46% | 7 | kW
Grant | 0 |  |  | Yearly Deployment Price | 0 | 0 | 156649.6435 | 0 | 0 | 0 | 0 | 0 | 0 | 0 | 0 | 0 | 0 | 0 | 0 | 0 | 0 | 0 | 0 | 0 | 0 | 0 | 0 | 0 | 0 | 0 | 0 | Subscriber PV 1st Year Energy (kWh) | 9600 | Annual kWh | Subscribers can purchase multiple blocks | MF 5+ | 18160 | 7397.4893 | 134338406 | D1.8 | 2023 |  | 10% | 1816 | 13433840.6 | 11681.6005 |  |  | High | 20000 | 192000 | 20000 | 160 | 100.6% | 8400 | kWh Annually
PPA | 0 |  |  | Total Deployment Price | 0 | 0 | 156649.6435 | 156649.6435 | 156649.6435 | 156649.6435 | 156649.6435 | 156649.6435 | 156649.6435 | 156649.6435 | 156649.6435 | 156649.6435 | 156649.6435 | 156649.6435 | 156649.6435 | 156649.6435 | 156649.6435 | 156649.6435 | 156649.6435 | 156649.6435 | 156649.6435 | 156649.6435 | 156649.6435 | 156649.6435 | 156649.6435 | 156649.6435 | 156649.6435 | Subscriber PV Average Monthly Energy (kWh) | 800 | Monthly kWh | REStock Data suggests Resi buy 2 blocks | Mobile | 242 | 5717.3017 | 1383587 | D1.8 | 2023 |  | 10% | 24.2 | 138358.7 | 120.3119 |  |  | Extr High | 20001 | 192009.6 | 20001 | 160.008 | 100.6% | 50000 | Max Subscribers
[32 empty] | SEU Subscriber PVS Energy Block |  |  |  | Subtotal | 50847 |  | 486960379 |  |  |  |  | 5084.7 | 48696037.9 | 42344.3808 |  |  | Extr High | 35000 | 336000 | 35000 | 280 | 176.1% | 420000000 | Max Annual Energy
Desired Portfolio Mix | % | MW |  | SEU First Tranche Deployment Schedule by Technology | Static SEU (for this study phase) 2031: Static SEU (for this study phase) | Metric | Value | Unit | Notes | Average Residential (kWh) | 9576.9736 | [11 empty] | Extr High | 50000 | 480000 | 50000 | 400 | 251.5% | 365.2174 | Required PV MW-dc for RFP specs.
Resi PV (%) | 25% | 12.5 | (Maximum 159 MW-dc between Residential PV and Residential PVS) | Total Operating Capacity (MW-dc) | 2024 | 2025 | 2026 | 2027 | 2028 | 2029 | 2030 | 2031 | 2032 | 2033 | 2034 | 2035 | 2036 | 2037 | 2038 | 2039 | 2040 | 2041 | 2042 | 2043 | 2044 | 2045 | 2046 | 2047 | 2048 | 2049 | 2050 | Subscriber PV DC Power (kW) | 8 | kW-dc | The more granular the block size the greater number of applicable projects
Resi PVS (%) | 25% | 12.5 | (Maximum 159 MW-dc between Residential PV and Residential PVS) | Resi PV Rooftop | 0 | 0 | 12.5 | 12.5 | 12.5 | 12.5 | 12.5 | 12.5 | 12.5 | 12.5 | 12.5 | 12.5 | 12.5 | 12.5 | 12.5 | 12.5 | 12.5 | 12.5 | 12.5 | 12.5 | 12.5 | 12.5 | 12.5 | 12.5 | 12.5 | 12.5 | 12.5 | Subscriber PV AC Power (kW) | 6.5041 | kW-ac | This matches medium MPSC Residential class |  | Commercial Premises | Avg Annual Premise Load (kWh) | Total Annual Load (kWh) | Projected DTE Rate (w/ solar) | Year | Low End Annual Estimate (kWh) | High End Annual Estimate (kWh) | [5 empty] | "Small" Commercial Rooftop PV & PVS Adoption Only
Com PV Rooftop | 25% | 12.5 | (Maximum 305 MW-dc between Com PV and Com PVS) | Resi PVS Rooftop | 0 | 0 | 12.5 | 12.5 | 12.5 | 12.5 | 12.5 | 12.5 | 12.5 | 12.5 | 12.5 | 12.5 | 12.5 | 12.5 | 12.5 | 12.5 | 12.5 | 12.5 | 12.5 | 12.5 | 12.5 | 12.5 | 12.5 | 12.5 | 12.5 | 12.5 | 12.5 | Subscriber Storage Power (kW) | 5 | kW-ac | Estimated Storage Capacity per Subscriber | Small Commercial | 598 | 160339 | 95882722 | D1.8 |  | 63257 | 570708 | [5 empty] | Canopy Assumptions
Com PVS Rooftop | 25% | 12.5 | (Maximum 305 MW-dc between Com PV and Com PVS) | Com PV Rooftop | 0 | 0 | 12.5 | 12.5 | 12.5 | 12.5 | 12.5 | 12.5 | 12.5 | 12.5 | 12.5 | 12.5 | 12.5 | 12.5 | 12.5 | 12.5 | 12.5 | 12.5 | 12.5 | 12.5 | 12.5 | 12.5 | 12.5 | 12.5 | 12.5 | 12.5 | 12.5 | Subscriber Storage Power (kWh) | 12.5 | kWh-ac | Estimated Storage Energy per Subscriber | Large Commercial & Industrial | 148 | 2387849 | 353401652 | D11 / PURPA |  | 1338573 | 8936269 | [5 empty] | Block size | 5 | kW | PV Yield | 1150 | kWh/kW
Com PV Canopy | 0% | 0 | (Maximum 75 MW-dc) | Com PVS Rooftop | 0 | 0 | 12.5 | 12.5 | 12.5 | 12.5 | 12.5 | 12.5 | 12.5 | 12.5 | 12.5 | 12.5 | 12.5 | 12.5 | 12.5 | 12.5 | 12.5 | 12.5 | 12.5 | 12.5 | 12.5 | 12.5 | 12.5 | 12.5 | 12.5 | 12.5 | 12.5 | Subscriber 1st Year Energy (kWh) | 8928 | Annual kWh | Subscribers can purchase multiple blocks | Subtotal | 746 |  | 449284374 | [9 empty] | Annual Energy | 5750 | kWh
Total | 100% | 50 |  | Com PV Canopy | 0 | 0 | 0 | 0 | 0 | 0 | 0 | 0 | 0 | 0 | 0 | 0 | 0 | 0 | 0 | 0 | 0 | 0 | 0 | 0 | 0 | 0 | 0 | 0 | 0 | 0 | 0 | Subscriber Average Monthly Energy (kWh) | 744 | Monthly kWh | REStock Data suggests Resi buy 2 blocks | *Consultants' estimates include A2 building data, REStock and ComStock data, EEIC data, and the electricity calculations spreadsheet. | [12 empty] | Subscriber Deployment Table
SEU First Tranche TPO PPA. This is rate structure SEU pays to TPO. |  |  |  | SEU First Tranche Subscription Schedule | Static SEU (for this study phase) 2031: Static SEU (for this study phase) | SEU Subscriber Customer Profiles |  |  |  | Estimated Maximum PV Capacity | [12 empty] | Level | Qty | Annual Energy MWh | Blocks | PV Capacity (MW-dc) | % of PV Potential
SEU Rate Structures | SEU Rate - 2024 | Unit | Escalation | Year | 2024 | 2025 | 2026 | 2027 | 2028 | 2029 | 2030 | 2031 | 2032 | 2033 | 2034 | 2035 | 2036 | 2037 | 2038 | 2039 | 2040 | 2041 | 2042 | 2043 | 2044 | 2045 | 2046 | 2047 | 2048 | 2049 | 2050 |  |  |  |  | Rooftop | 440 | MW-dc | [10 empty] | Very low | 1000 | 5750 | 598.9583 | 2.9948 | 2.052%
PV Residential | 0.15 | $/kWh | 1.5% | New Subscriptions | 0 | 0 | 3625 | 0 | 0 | 0 | 0 | 0 | 0 | 0 | 0 | 0 | 0 | 0 | 0 | 0 | 0 | 0 | 0 | 0 | 0 | 0 | 0 | 0 | 0 | 0 | 0 | Residential Customer Subscription | Annual Energy | Subscriptions |  | Canopy | 75 | MW-dc | [10 empty] | Very low | 1750 | 10062.5 | 1048.1771 | 5.2409 | 3.59%
PVS Residential | 0.23 | $/kWh | 1.5% | Total Subscriptions | 0 | 0 | 3625 | 3625 | 3625 | 3625 | 3625 | 3625 | 3625 | 3625 | 3625 | 3625 | 3625 | 3625 | 3625 | 3625 | 3625 | 3625 | 3625 | 3625 | 3625 | 3625 | 3625 | 3625 | 3625 | 3625 | 3625 | SFD | 11899.1285 | 1.2395 | Additional updates pending | Ground Mount | 0 | MW-dc | [10 empty] | Very low | 2500 | 14375 | 1497.3958 | 7.487 | 5.129%
PV Com | 0.08 | $/kWh | 1.5% | Total Residential Customers | 0 | 0 | 3125 | 3125 | 3125 | 3125 | 3125 | 3125 | 3125 | 3125 | 3125 | 3125 | 3125 | 3125 | 3125 | 3125 | 3125 | 3125 | 3125 | 3125 | 3125 | 3125 | 3125 | 3125 | 3125 | 3125 | 3125 | SFA | 8274.3826 | 0.86191 | Subscription is integer multiple for all but SFD. | Total | 515 | MW-dc | [10 empty] | Low | 2501 | 14380.75 | 1497.9948 | 7.49 | 5.131%
PVS Com | 0.14 | $/kWh | 1.5% | Total Commercial Customers | 0 | 0 | 500 | 500 | 500 | 500 | 500 | 500 | 500 | 500 | 500 | 500 | 500 | 500 | 500 | 500 | 500 | 500 | 500 | 500 | 500 | 500 | 500 | 500 | 500 | 500 | 500 | MF 2-4 | 8337.9041 | 0.86853 | [14 empty] | Low | 3750 | 21562.5 | 2246.0938 | 11.2305 | 7.693%
TERM | 10 | years | Set Term to design life (25+ years) unless Buyout planned at end of Term. | New Customers | 0 | 0 | 3625 | 0 | 0 | 0 | 0 | 0 | 0 | 0 | 0 | 0 | 0 | 0 | 0 | 0 | 0 | 0 | 0 | 0 | 0 | 0 | 0 | 0 | 0 | 0 | 0 | MF 5+ | 7397.4893 | 0.77057 |  | Estimated Available Rooftop PV by Electrical Service Class | [12 empty] | Low | 5000 | 28750 | 2994.7917 | 14.974 | 10.26%
|  |  |  | Total Customers | 0 | 0 | 3625 | 3625 | 3625 | 3625 | 3625 | 3625 | 3625 | 3625 | 3625 | 3625 | 3625 | 3625 | 3625 | 3625 | 3625 | 3625 | 3625 | 3625 | 3625 | 3625 | 3625 | 3625 | 3625 | 3625 | 3625 | Mobile | 5717.3017 | 0.59555 | Energy output will be lower with PVS so that needs to be considered. | Project Size Range kW-dc | Qty | Tot kW-dc | kW-ac | Max Interconnect (kW-ac) | Est Resi Share | Est Resi kW-dc | Est Small Com Share | Est Small Com kW-dc | Est Large Com & Ind Share | Est Large Com kW-dc |  |  | Modest | 5001 | 28755.75 | 2995.3906 | 14.977 | 10.26%
|  |  | 2 |  | 2026: 1562.5; 2027: 1562.5; 2028: 1562.5; 2029: 1562.5; 2030: 1562.5 | Typical Customer Consumption | 10000 | 1.0417 | This is placeholder | 0-25 | 18252 | 159020 | 127216 | 20 | 100% | 159020 | 0% | 0 | 0% | 0 |  |  | Modest | 7500 | 43125 | 4492.1875 | 22.4609 | 15.39%
[36 empty] | 26-200 | 2336 | 145980 | 116784 | 150 | 0% | 0 | 100% | 145980 | 0% | 0 |  |  | Modest | 10000 | 57500 | 5989.5833 | 29.9479 | 20.52%
SEU Second Tranche Project Finance and Solar Capacity |  |  |  | SEU Second Tranche Deployment Schedule | Static SEU (for this study phase) 2031: Static SEU (for this study phase) | Commercial Customer Subscription* | * Only Small Com Low End is currently coded into Deployment calcs (to left). Can be update for average or range. |  |  | 200-600 | 234 | 84175 | 67340 | 499 | 0% | 0 | 0% | 0 | 100% | 84175 |  |  | High | 10001 | 57505.75 | 5990.1823 | 29.9509 | 20.52%
Year | 2023 - 2030 | Notes |  | Year | 2024 | 2025 | 2026 | 2027 | 2028 | 2029 | 2030 | 2031 | 2032 | 2033 | 2034 | 2035 | 2036 | 2037 | 2038 | 2039 | 2040 | 2041 | 2042 | 2043 | 2044 | 2045 | 2046 | 2047 | 2048 | 2049 | 2050 | Small Com Low End | 63257 | 6.5893 | Close to 10 subscriptions | 601-6000 | 58 | 51000 | 40800 | 4800 | 0% | 0 | 0% | 0 | 100% | 51000 |  |  | High | 15000 | 86250 | 8984.375 | 44.9219 | 30.77%
Funded Capacity Per Decade (MW) | 0 |  |  | Installation Rate | 0% | 0% | 100% | 0% | 0% | 0% | 0% | 0% | 0% | 0% | 0% | 0% | 0% | 0% | 0% | 0% | 0% | 0% | 0% | 0% | 0% | 0% | 0% | 0% | 0% | 0% | 0% | Small Com High End | 570708 | 59.4487 | Close to 95 subscriptions | Total | 20880 | 440175 | 352140 |  |  | 159020 |  | 145980 |  | 135175 |  | 0 | High | 20000 | 115000 | 11979.1667 | 59.8958 | 41.03%
Source of Funds | Insert "1" if funding source will be used during project lifetime. Insert "0" if never used. |  |  | New Operating Capacity (MW-dc) | 0 | 0 | 0 | 0 | 0 | 0 | 0 | 0 | 0 | 0 | 0 | 0 | 0 | 0 | 0 | 0 | 0 | 0 | 0 | 0 | 0 | 0 | 0 | 0 | 0 | 0 | 0 | Average Small Com | 160339 | 16.702 | Close to 27 subscriptions | [13 empty] | Extr High | 20001 | 115005.75 | 11979.7656 | 59.8988 | 41.03%
Debt | 1 | !! Debt Financing Tab not linked. Manually match Debt to Project Cost or PPA portfolio purchase. |  | Total Operating Capacity (MW-dc) | 0 | 0 | 0 | 0 | 0 | 0 | 0 | 0 | 0 | 0 | 0 | 0 | 0 | 0 | 0 | 0 | 0 | 0 | 0 | 0 | 0 | 0 | 0 | 0 | 0 | 0 | 0 | [17 empty] | Extr High | 35000 | 201250 | 20963.5417 | 104.8177 | 71.8%
Grant | 0 |  |  | Yearly Deployment Price | 0 | 0 | 0 | 0 | 0 | 0 | 0 | 0 | 0 | 0 | 0 | 0 | 0 | 0 | 0 | 0 | 0 | 0 | 0 | 0 | 0 | 0 | 0 | 0 | 0 | 0 | 0 |  |  |  |  | Estimated Available Canopy PV by Electrical Service Class | [12 empty] | Extr High | 50000 | 287500 | 29947.9167 | 149.7396 | 102.6%
PPA | 0 |  |  | Total Deployment Price | 0 | 0 | 0 | 0 | 0 | 0 | 0 | 0 | 0 | 0 | 0 | 0 | 0 | 0 | 0 | 0 | 0 | 0 | 0 | 0 | 0 | 0 | 0 | 0 | 0 | 0 | 0 | Solar PV First Year Annual Electrity Schedule. |  |  |  | Project Size Range kW-dc | Qty | Tot kW-dc | kW-ac | Max Interconnect (kW-ac) | Est Resi Share | Est Resi kW-dc | Est Small Com Share | Est Small Com kW-dc | Est Large Com Share | Est Large Com kW-dc | Est Ind Share | Est Ind kW-dc
[32 empty] | Rooftop Yield | 1150 | kWh/kW-yr | EIE: Blended Orientation 1,115. SSE Blended Orientation 1,147. ATB Range: 1,148 - 1,180. | 0-25 | 0 | 0 | 0 | 20 | 0% | 0 | 0% | 0 | 0% | 0 | 0% | 0 | Large Commercial & Industrial Rooftop PV & PVS Adoption Only
Desired Portfolio Mix | % | MW |  | SEU Second Tranche Deployment Schedule by Technology | Static SEU (for this study phase) 2031: Static SEU (for this study phase) | Canopy Yield | 1200 | kWh/kW-yr | Vet before final submittal. Includes multiple orientations (E,W,S), tilts, snow, soiling, unvailability, etc. | 26-200 | 0 | 0 | 0 | 150 | 0% | 0 | 0% | 0 | 0% | 0 | 0% | 0 | Canopy Assumptions
Resi PV (%) | 100% | 0 | (Maximum 159 MW-dc between Residential PV and Residential PVS) | Total Operating Capacity (MW-dc) | 2024 | 2025 | 2026 | 2027 | 2028 | 2029 | 2030 | 2031 | 2032 | 2033 | 2034 | 2035 | 2036 | 2037 | 2038 | 2039 | 2040 | 2041 | 2042 | 2043 | 2044 | 2045 | 2046 | 2047 | 2048 | 2049 | 2050 | Ground Yield | 1250 | kWh/kW-yr | Not applied in Q2 2023 model | 200-600 | 234 | 84175 | 67340 | 499 | 0% | 0 | 0% | 0 | 80% | 67340 | 20% | 16835 | Block size | 5 | kW | PV Yield | 1150 | kWh/kW
Resi PVS (%) | 0% | 0 | (Maximum 159 MW-dc between Residential PV and Residential PVS) | Resi PV Rooftop | 0 | 0 | 0 | 0 | 0 | 0 | 0 | 0 | 0 | 0 | 0 | 0 | 0 | 0 | 0 | 0 | 0 | 0 | 0 | 0 | 0 | 0 | 0 | 0 | 0 | 0 | 0 | Avg Yield | 1200 | kWh/kW-yr | Not applied in Q2 2023 model | 601-6000 | 58 | 51000 | 40800 | 4800 | 0% | 0 | 0% | 0 | 10% | 5100 | 90% | 45900 | Annual Energy | 5750 | kWh
Com PV Rooftop | 0% | 0 | (Maximum 305 MW-dc between Com PV and Com PVS) | Resi PVS Rooftop | 0 | 0 | 0 | 0 | 0 | 0 | 0 | 0 | 0 | 0 | 0 | 0 | 0 | 0 | 0 | 0 | 0 | 0 | 0 | 0 | 0 | 0 | 0 | 0 | 0 | 0 | 0 | Solar PVS First Year Annual Electrity Schedule |  |  |  | Total | 292 | 135175 | 108140 |  |  | 0 |  | 0 |  | 72440 |  | 62735 | Subscriber Deployment Table
Com PVS Rooftop | 0% | 0 | (Maximum 305 MW-dc between Com PV and Com PVS) | Com PV Rooftop | 0 | 0 | 0 | 0 | 0 | 0 | 0 | 0 | 0 | 0 | 0 | 0 | 0 | 0 | 0 | 0 | 0 | 0 | 0 | 0 | 0 | 0 | 0 | 0 | 0 | 0 | 0 | Solar-Bat Efficiency | 93% | % | Industry Average Li-Ion
Com PV Canopy | 0% | 0 | (Maximum 75 MW-dc) | Com PVS Rooftop | 0 | 0 | 0 | 0 | 0 | 0 | 0 | 0 | 0 | 0 | 0 | 0 | 0 | 0 | 0 | 0 | 0 | 0 | 0 | 0 | 0 | 0 | 0 | 0 | 0 | 0 | 0 | Battery Usage Rate | 25% | % | Primary use-case is backup | [13 empty] | Level | Qty | Annual Energy MWh | Blocks | PV Capacity (MW-dc) | % of PV Potential
Total | 100% | 0 |  | Com PV Canopy | 0 | 0 | 0 | 0 | 0 | 0 | 0 | 0 | 0 | 0 | 0 | 0 | 0 | 0 | 0 | 0 | 0 | 0 | 0 | 0 | 0 | 0 | 0 | 0 | 0 | 0 | 0 | Rooftop Yield | 1129.875 | kWh/kW-yr | See above | [13 empty] | Very low | 1000 | 5750 | 598.9583 | 2.9948 | 2.215%
[32 empty] | Canopy Yield | 1116 | kWh/kW-yr | Vet before final submittal. Includes multiple orientations (E,W,S), tilts, snow, soiling, unvailability, etc. | [13 empty] | Very low | 1750 | 10062.5 | 1048.1771 | 5.2409 | 3.877%
SEU Second Tranche TPO PPA. This is rate structure SEU pays to TPO. |  |  |  | SEU Second Tranche Subscription Schedule | Static SEU (for this study phase) 2031: Static SEU (for this study phase) | Ground Yield | 1162.5 | kWh/kW-yr | Not applied in Q2 2023 model | [13 empty] | Very low | 2500 | 14375 | 1497.3958 | 7.487 | 5.539%
SEU Rate Structures | SEU Rate - 2024 | Unit | Escalation | Year | 2024 | 2025 | 2026 | 2027 | 2028 | 2029 | 2030 | 2031 | 2032 | 2033 | 2034 | 2035 | 2036 | 2037 | 2038 | 2039 | 2040 | 2041 | 2042 | 2043 | 2044 | 2045 | 2046 | 2047 | 2048 | 2049 | 2050 | Avg Yield | 1116 | kWh/kW-yr | Not applied in Q2 2023 model | [13 empty] | Low | 2501 | 14380.75 | 1497.9948 | 7.49 | 5.541%
PV Residential | 0.12 | $/kWh | 2.2% | New Subscriptions | 0 | 0 | 0 | 0 | 0 | 0 | 0 | 0 | 0 | 0 | 0 | 0 | 0 | 0 | 0 | 0 | 0 | 0 | 0 | 0 | 0 | 0 | 0 | 0 | 0 | 0 | 0 | Note: Yield is standard industry metric for the AC energy output per year for every kW of DC module nameplate rating. Capacity Factor = Yield / 8,760 (hours) | [16 empty] | Low | 3750 | 21562.5 | 2246.0938 | 11.2305 | 8.308%
PVS Residential | 0.23 | $/kWh | 2.2% | Total Subscriptions | 0 | 0 | 0 | 0 | 0 | 0 | 0 | 0 | 0 | 0 | 0 | 0 | 0 | 0 | 0 | 0 | 0 | 0 | 0 | 0 | 0 | 0 | 0 | 0 | 0 | 0 | 0 | Degredation | 0.5% | [15 empty] | Low | 5000 | 28750 | 2994.7917 | 14.974 | 11.08% |  |  | …
PV Com | 0.08 | $/kWh | 2.2% | Total Residential Customers | 0 | 0 | 0 | 0 | 0 | 0 | 0 | 0 | 0 | 0 | 0 | 0 | 0 | 0 | 0 | 0 | 0 | 0 | 0 | 0 | 0 | 0 | 0 | 0 | 0 | 0 | 0 | [17 empty] | Modest | 5001 | 28755.75 | 2995.3906 | 14.977 | 11.08%
PVS Com | 0.14 | $/kWh | 2.2% | Total Small Commercial Customers | 0 | 0 | 0 | 0 | 0 | 0 | 0 | 0 | 0 | 0 | 0 | 0 | 0 | 0 | 0 | 0 | 0 | 0 | 0 | 0 | 0 | 0 | 0 | 0 | 0 | 0 | 0 | [17 empty] | Modest | 7500 | 43125 | 4492.1875 | 22.4609 | 16.62%
TERM | 10 | years | Set Term to design life (25+ years) unless Buyout planned at end of Term. | New Customers | 0 | 0 | 0 | 0 | 0 | 0 | 0 | 0 | 0 | 0 | 0 | 0 | 0 | 0 | 0 | 0 | 0 | 0 | 0 | 0 | 0 | 0 | 0 | 0 | 0 | 0 | 0 | [17 empty] | Modest | 10000 | 57500 | 5989.5833 | 29.9479 | 22.15%
|  |  |  | Total Customers | 0 | 0 | 0 | 0 | 0 | 0 | 0 | 0 | 0 | 0 | 0 | 0 | 0 | 0 | 0 | 0 | 0 | 0 | 0 | 0 | 0 | 0 | 0 | 0 | 0 | 0 | 0 | [17 empty] | High | 10001 | 57505.75 | 5990.1823 | 29.9509 | 22.16%
[49 empty] | High | 15000 | 86250 | 8984.375 | 44.9219 | 33.23%
[49 empty] | High | 20000 | 115000 | 11979.1667 | 59.8958 | 44.31%
SEU Third Tranche Project Finance and Solar Capacity |  |  |  | SEU Third Tranche Deployment Schedule | Static SEU (for this study phase) 2031: Static SEU (for this study phase) | [17 empty] | Extr High | 20001 | 115005.75 | 11979.7656 | 59.8988 | 44.31%
Year | 2023 - 2030 | Notes |  | Year | 2024 | 2025 | 2026 | 2027 | 2028 | 2029 | 2030 | 2031 | 2032 | 2033 | 2034 | 2035 | 2036 | 2037 | 2038 | 2039 | 2040 | 2041 | 2042 | 2043 | 2044 | 2045 | 2046 | 2047 | 2048 | 2049 | 2050 | [17 empty] | Extr High | 35000 | 201250 | 20963.5417 | 104.8177 | 77.54%
Funded Capacity Per Decade (MW) | 0 |  |  | Installation Rate | 0% | 50% | 50% | 0% | 0% | 0% | 0% | 0% | 0% | 0% | 0% | 0% | 0% | 0% | 0% | 0% | 0% | 0% | 0% | 0% | 0% | 0% | 0% | 0% | 0% | 0% | 0% | [17 empty] | Extr High | 50000 | 287500 | 29947.9167 | 149.7396 | 110.8%
Source of Funds | Insert "1" if funding source will be used during project lifetime. Insert "0" if never used. |  |  | New Operating Capacity (MW-dc) | 0 | 0 | 0 | 0 | 0 | 0 | 0 | 0 | 0 | 0 | 0 | 0 | 0 | 0 | 0 | 0 | 0 | 0 | 0 | 0 | 0 | 0 | 0 | 0 | 0 | 0 | 0
Debt | 0 | !! Debt Financing Tab not linked. Manually match Debt to Project Cost or PPA portfolio purchase. |  | Total Operating Capacity (MW-dc) | 0 | 0 | 0 | 0 | 0 | 0 | 0 | 0 | 0 | 0 | 0 | 0 | 0 | 0 | 0 | 0 | 0 | 0 | 0 | 0 | 0 | 0 | 0 | 0 | 0 | 0 | 0
Grant | 0 |  |  | Yearly Deployment Price | 0 | 0 | 0 | 0 | 0 | 0 | 0 | 0 | 0 | 0 | 0 | 0 | 0 | 0 | 0 | 0 | 0 | 0 | 0 | 0 | 0 | 0 | 0 | 0 | 0 | 0 | 0 | [17 empty] | Canopy PV Adoption Only
PPA | 0 |  |  | Total Deployment Price | 0 | 0 | 0 | 0 | 0 | 0 | 0 | 0 | 0 | 0 | 0 | 0 | 0 | 0 | 0 | 0 | 0 | 0 | 0 | 0 | 0 | 0 | 0 | 0 | 0 | 0 | 0 | [17 empty] | Block size | 5 | kW | Canopy Yield | 1200 | kWh/kW
[49 empty] | Annual Energy | 5750 | kWh
Desired Portfolio Mix | % | MW |  | SEU Third Tranche Deployment Schedule by Technology | Static SEU (for this study phase) 2031: Static SEU (for this study phase) | [17 empty] | Subscriber Deployment Table
Resi PV (%) | 0% | 0 | (Maximum 159 MW-dc between Residential PV and Residential PVS) | Total Operating Capacity (MW-dc) | 2024 | 2025 | 2026 | 2027 | 2028 | 2029 | 2030 | 2031 | 2032 | 2033 | 2034 | 2035 | 2036 | 2037 | 2038 | 2039 | 2040 | 2041 | 2042 | 2043 | 2044 | 2045 | 2046 | 2047 | 2048 | 2049 | 2050
Resi PVS (%) | 0% | 0 | (Maximum 159 MW-dc between Residential PV and Residential PVS) | Resi PV Rooftop | 0 | 0 | 0 | 0 | 0 | 0 | 0 | 0 | 0 | 0 | 0 | 0 | 0 | 0 | 0 | 0 | 0 | 0 | 0 | 0 | 0 | 0 | 0 | 0 | 0 | 0 | 0 | [17 empty] | Level | Qty | Annual Energy MWh | Blocks | PV Capacity (MW-dc) | % of PV Potential
Com PV Rooftop | 0% | 0 | (Maximum 305 MW-dc between Com PV and Com PVS) | Resi PVS Rooftop | 0 | 0 | 0 | 0 | 0 | 0 | 0 | 0 | 0 | 0 | 0 | 0 | 0 | 0 | 0 | 0 | 0 | 0 | 0 | 0 | 0 | 0 | 0 | 0 | 0 | 0 | 0 | [17 empty] | Very low | 1000 | 5750 | 1000 | 5 | 3.699%
Com PVS Rooftop | 100% | 0 | (Maximum 305 MW-dc between Com PV and Com PVS) | Com PV Rooftop | 0 | 0 | 0 | 0 | 0 | 0 | 0 | 0 | 0 | 0 | 0 | 0 | 0 | 0 | 0 | 0 | 0 | 0 | 0 | 0 | 0 | 0 | 0 | 0 | 0 | 0 | 0 | [17 empty] | Very low | 1750 | 10062.5 | 1750 | 8.75 | 6.473%
Com PV Canopy | 0% | 0 | (Maximum 75 MW-dc) | Com PVS Rooftop | 0 | 0 | 0 | 0 | 0 | 0 | 0 | 0 | 0 | 0 | 0 | 0 | 0 | 0 | 0 | 0 | 0 | 0 | 0 | 0 | 0 | 0 | 0 | 0 | 0 | 0 | 0 | [17 empty] | Very low | 2500 | 14375 | 2500 | 12.5 | 9.247%
Total | 100% | 0 |  | Com PV Canopy | 0 | 0 | 0 | 0 | 0 | 0 | 0 | 0 | 0 | 0 | 0 | 0 | 0 | 0 | 0 | 0 | 0 | 0 | 0 | 0 | 0 | 0 | 0 | 0 | 0 | 0 | 0 | [17 empty] | Low | 2501 | 14380.75 | 2501 | 12.505 | 9.251%
[49 empty] | Low | 3750 | 21562.5 | 3750 | 18.75 | 13.87%
SEU Third Tranche TPO PPA. This is rate structure SEU pays to TPO. |  |  |  | SEU Third Tranche Subscription Schedule | Static SEU (for this study phase) 2031: Static SEU (for this study phase) | [17 empty] | Low | 5000 | 28750 | 5000 | 25 | 18.49%
SEU Rate Structures | SEU Rate - 2024 | Unit | Escalation | Year | 2024 | 2025 | 2026 | 2027 | 2028 | 2029 | 2030 | 2031 | 2032 | 2033 | 2034 | 2035 | 2036 | 2037 | 2038 | 2039 | 2040 | 2041 | 2042 | 2043 | 2044 | 2045 | 2046 | 2047 | 2048 | 2049 | 2050 | [17 empty] | Modest | 5001 | 28755.75 | 5001 | 25.005 | 18.5%
PV Residential | 0.12 | $/kWh | 2.2% | New Subscriptions | 0 | 0 | 0 | 0 | 0 | 0 | 0 | 0 | 0 | 0 | 0 | 0 | 0 | 0 | 0 | 0 | 0 | 0 | 0 | 0 | 0 | 0 | 0 | 0 | 0 | 0 | 0 | [17 empty] | Modest | 7500 | 43125 | 7500 | 37.5 | 27.74%
PVS Residential | 0.23 | $/kWh | 2.2% | Total Subscriptions | 0 | 0 | 0 | 0 | 0 | 0 | 0 | 0 | 0 | 0 | 0 | 0 | 0 | 0 | 0 | 0 | 0 | 0 | 0 | 0 | 0 | 0 | 0 | 0 | 0 | 0 | 0 | [17 empty] | Modest | 10000 | 57500 | 10000 | 50 | 36.99%
PV Com | 0.08 | $/kWh | 2.2% | Total Residential Customers | 0 | 0 | 0 | 0 | 0 | 0 | 0 | 0 | 0 | 0 | 0 | 0 | 0 | 0 | 0 | 0 | 0 | 0 | 0 | 0 | 0 | 0 | 0 | 0 | 0 | 0 | 0 | [17 empty] | High | 10001 | 57505.75 | 10001 | 50.005 | 36.99%
PVS Com | 0.14 | $/kWh | 2.2% | Total Small Commercial Customers | 0 | 0 | 0 | 0 | 0 | 0 | 0 | 0 | 0 | 0 | 0 | 0 | 0 | 0 | 0 | 0 | 0 | 0 | 0 | 0 | 0 | 0 | 0 | 0 | 0 | 0 | 0 | [17 empty] | High | 15000 | 86250 | 15000 | 75 | 55.48%
TERM | 10 | years | Set Term to design life (25+ years) unless Buyout planned at end of Term. | New Customers | 0 | 0 | 0 | 0 | 0 | 0 | 0 | 0 | 0 | 0 | 0 | 0 | 0 | 0 | 0 | 0 | 0 | 0 | 0 | 0 | 0 | 0 | 0 | 0 | 0 | 0 | 0 | [17 empty] | High | 20000 | 115000 | 20000 | 100 | 73.98%
|  |  |  | Total Customers | 0 | 0 | 0 | 0 | 0 | 0 | 0 | 0 | 0 | 0 | 0 | 0 | 0 | 0 | 0 | 0 | 0 | 0 | 0 | 0 | 0 | 0 | 0 | 0 | 0 | 0 | 0 | [17 empty] | Extr High | 20001 | 115005.75 | 20001 | 100.005 | 73.98%
[49 empty] | Extr High | 35000 | 201250 | 35000 | 175 | 129.5%
[49 empty] | Extr High | 50000 | 287500 | 50000 | 250 | 184.9%
|  |  |  | Reference Calculation Tables | 2024: -2%; 2025: CapEx Decline Rate
|  |  |  | Projected Overnight Install Costs (excluding acquisition and financing costs) | Static SEU (for this study phase) 2031: Static SEU (for this study phase)
|  |  |  | Year | 2024 | 2025 | 2026 | 2027 | 2028 | 2029 | 2030 | 2031 | 2032 | 2033 | 2034 | 2035 | 2036 | 2037 | 2038 | 2039 | 2040 | 2041 | 2042 | 2043 | 2044 | 2045 | 2046 | 2047 | 2048 | 2049 | 2050
|  |  |  | Baseline PV Cost | 2024: 2.7861; 2025: 2.7303; 2026: 2.6757; 2027: 2.6222; 2028: 2.5698; 2029: 2.5184; 2030: 2.468
|  |  |  | SEU Baseline PV Cost | 2024: 2.7861; 2025: 2.7303; 2026: 2.6757; 2027: 2.6222; 2028: 2.5698; 2029: 2.5184; 2030: 2.468
|  |  |  | Resi PV Rooftop Price | 2024: 2.7861; 2025: 2.7303; 2026: 2.6757; 2027: 2.6222; 2028: 2.5698; 2029: 2.5184; 2030: 2.468
|  |  |  | Resi Storage Multiplier (Optional Method) | 2024: 1.83; 2025: 1.81; 2026: 1.79; 2027: 1.77; 2028: 1.75; 2029: 1.73; 2030: 1.71
|  |  |  | Resi PVS Rooftop Price | 2024: 4.8844; 2025: 4.7867; 2026: 4.691; 2027: 4.5972; 2028: 4.5052; 2029: 4.4151; 2030: 4.3268
|  |  |  | Commercial PV Rooftop Price | 2024: 2.1674; 2025: 2.124; 2026: 2.0815; 2027: 2.0399; 2028: 1.9991; 2029: 1.9591; 2030: 1.9199
|  |  |  | Com Storage Multiplier (Optional Method) | 2024: 1.58; 2025: 1.56; 2026: 1.54; 2027: 1.52; 2028: 1.5; 2029: 1.48; 2030: 1.46
|  |  |  | Commercial PVS Rooftop Price | 2024: 3.2108; 2025: 3.1466; 2026: 3.0837; 2027: 3.022; 2028: 2.9616; 2029: 2.9023; 2030: 2.8443
|  |  |  | Commercial PV Canopy Price | 2024: 3.9005; 2025: 3.8225; 2026: 3.746; 2027: 3.6711; 2028: 3.5977; 2029: 3.5257; 2030: 3.4552
DO NOT DELETE: Reference Degradation Counter
|  |  |  | First Tranche | 2024 | 2025 | 2026 | 2027 | 2028 | 2029 | 2030 | 2031 | 2032 | 2033 | 2034 | 2035 | 2036 | 2037 | 2038 | 2039 | 2040 | 2041 | 2042 | 2043 | 2044 | 2045 | 2046 | 2047 | 2048 | 2049 | 2050
|  |  |  | Resi PV Rooftop | 0 | 1 | 0 | 1 | 2 | 3 | 4 | 5 | 6 | 7 | 8 | 9 | 10 | 11 | 12 | 13 | 14 | 15 | 16 | 17 | 18 | 19 | 20 | 21 | 22 | 23 | 24
|  |  |  | Resi PVS Rooftop | 0 | 1 | 0 | 1 | 2 | 3 | 4 | 5 | 6 | 7 | 8 | 9 | 10 | 11 | 12 | 13 | 14 | 15 | 16 | 17 | 18 | 19 | 20 | 21 | 22 | 23 | 24
|  |  |  | Com PV Rooftop | 0 | 1 | 0 | 1 | 2 | 3 | 4 | 5 | 6 | 7 | 8 | 9 | 10 | 11 | 12 | 13 | 14 | 15 | 16 | 17 | 18 | 19 | 20 | 21 | 22 | 23 | 24
|  |  |  | Com PVS Rooftop | 0 | 1 | 0 | 1 | 2 | 3 | 4 | 5 | 6 | 7 | 8 | 9 | 10 | 11 | 12 | 13 | 14 | 15 | 16 | 17 | 18 | 19 | 20 | 21 | 22 | 23 | 24
|  |  |  | Com PV Canopy | 0 | 1 | 2 | 3 | 4 | 5 | 6 | 7 | 8 | 9 | 10 | 11 | 12 | 13 | 14 | 15 | 16 | 17 | 18 | 19 | 20 | 21 | 22 | 23 | 24 | 25 | 26
|  |  |  | Second Tranche | 2024 | 2025 | 2026 | 2027 | 2028 | 2029 | 2030 | 2031 | 2032 | 2033 | 2034 | 2035 | 2036 | 2037 | 2038 | 2039 | 2040 | 2041 | 2042 | 2043 | 2044 | 2045 | 2046 | 2047 | 2048 | 2049 | 2050
|  |  |  | Resi PV Rooftop | 0 | 1 | 2 | 3 | 4 | 5 | 6 | 7 | 8 | 9 | 10 | 11 | 12 | 13 | 14 | 15 | 16 | 17 | 18 | 19 | 20 | 21 | 22 | 23 | 24 | 25 | 26
|  |  |  | Resi PVS Rooftop | 0 | 1 | 2 | 3 | 4 | 5 | 6 | 7 | 8 | 9 | 10 | 11 | 12 | 13 | 14 | 15 | 16 | 17 | 18 | 19 | 20 | 21 | 22 | 23 | 24 | 25 | 26
|  |  |  | Com PV Rooftop | 0 | 1 | 2 | 3 | 4 | 5 | 6 | 7 | 8 | 9 | 10 | 11 | 12 | 13 | 14 | 15 | 16 | 17 | 18 | 19 | 20 | 21 | 22 | 23 | 24 | 25 | 26
|  |  |  | Com PVS Rooftop | 0 | 1 | 2 | 3 | 4 | 5 | 6 | 7 | 8 | 9 | 10 | 11 | 12 | 13 | 14 | 15 | 16 | 17 | 18 | 19 | 20 | 21 | 22 | 23 | 24 | 25 | 26
|  |  |  | Com PV Canopy | 0 | 1 | 2 | 3 | 4 | 5 | 6 | 7 | 8 | 9 | 10 | 11 | 12 | 13 | 14 | 15 | 16 | 17 | 18 | 19 | 20 | 21 | 22 | 23 | 24 | 25 | 26
|  |  |  | Third Tranche | 2024 | 2025 | 2026 | 2027 | 2028 | 2029 | 2030 | 2031 | 2032 | 2033 | 2034 | 2035 | 2036 | 2037 | 2038 | 2039 | 2040 | 2041 | 2042 | 2043 | 2044 | 2045 | 2046 | 2047 | 2048 | 2049 | 2050
|  |  |  | Resi PV Rooftop | 0 | 1 | 2 | 3 | 4 | 5 | 6 | 7 | 8 | 9 | 10 | 11 | 12 | 13 | 14 | 15 | 16 | 17 | 18 | 19 | 20 | 21 | 22 | 23 | 24 | 25 | 26
|  |  |  | Resi PVS Rooftop | 0 | 1 | 2 | 3 | 4 | 5 | 6 | 7 | 8 | 9 | 10 | 11 | 12 | 13 | 14 | 15 | 16 | 17 | 18 | 19 | 20 | 21 | 22 | 23 | 24 | 25 | 26
|  |  |  | Com PV Rooftop | 0 | 1 | 2 | 3 | 4 | 5 | 6 | 7 | 8 | 9 | 10 | 11 | 12 | 13 | 14 | 15 | 16 | 17 | 18 | 19 | 20 | 21 | 22 | 23 | 24 | 25 | 26
|  |  |  | Com PVS Rooftop | 0 | 1 | 2 | 3 | 4 | 5 | 6 | 7 | 8 | 9 | 10 | 11 | 12 | 13 | 14 | 15 | 16 | 17 | 18 | 19 | 20 | 21 | 22 | 23 | 24 | 25 | 26
|  |  |  | Com PV Canopy | 0 | 1 | 2 | 3 | 4 | 5 | 6 | 7 | 8 | 9 | 10 | 11 | 12 | 13 | 14 | 15 | 16 | 17 | 18 | 19 | 20 | 21 | 22 | 23 | 24 | 25 | 26
Note on AJ6: [Threaded comment] Your version of Excel allows you to read this threaded comment; however, any edits to it will get removed if the file is opened in a newer version of Excel. Learn more: https://go.microsoft.com/fwlink/?linkid=870924 Comment: 2023 price, based on formulas Reply: Changed to values from NREL Benchmarks
Note on AJ13: [Threaded comment] Your version of Excel allows you to read this threaded comment; however, any edits to it will get removed if the file is opened in a newer version of Excel. Learn more: https://go.microsoft.com/fwlink/?linkid=870924 Comment: Updated from -1.5%
Note on F38: [Threaded comment] Your version of Excel allows you to read this threaded comment; however, any edits to it will get removed if the file is opened in a newer version of Excel. Learn more: https://go.microsoft.com/fwlink/?linkid=870924 Comment: Assumes residential size for all subscriptions. Fix?
Note on F40: [Threaded comment] Your version of Excel allows you to read this threaded comment; however, any edits to it will get removed if the file is opened in a newer version of Excel. Learn more: https://go.microsoft.com/fwlink/?linkid=870924 Comment: Formula adjusted to link actual input size
Note on F41: [Threaded comment] Your version of Excel allows you to read this threaded comment; however, any edits to it will get removed if the file is opened in a newer version of Excel. Learn more: https://go.microsoft.com/fwlink/?linkid=870924 Comment: Formula adjusted to link actual input size

## Rev Gen.
Revenue Generation
| Year | 2024 | 2025 | 2026 | 2027 | 2028 | 2029 | 2030 | 2031 | 2032 | 2033 | 2034 | 2035 | 2036 | 2037 | 2038 | 2039 | 2040 | 2041 | 2042 | 2043 | 2044 | 2045 | 2046 | 2047 | 2048 | 2049 | 2050
| SEU Gross Generation (kWh) | 0 | 0 | 56996875 | 56711890.625 | 56428331.1719 | 56146189.516 | 55865458.5684 | 55586131.2756 | 55308200.6192 | 55031659.6161 | 54756501.318 | 54482718.8114 | 54210305.2174 | 53939253.6913 | 53669557.4228 | 53401209.6357 | 53134203.5876 | 52868532.5696 | 52604189.9068 | 52341168.9572 | 52079463.1124 | 51819065.7969 | 51559970.4679 | 51302170.6156 | 51045659.7625 | 50790431.4637 | 50536479.3064
| SEU Gross Revenue ($ '000s) | 0 | 0 | 11437.2854 | 11488.5835 | 11540.9588 | 11594.434 | 11649.0322 | 11704.7769 | 11761.6923 | 11819.8029 | 11879.1338 | 11939.7107 | 12001.5597 | 12064.7075 | 12129.1815 | 12195.0094 | 12262.2196 | 12330.8413 | 12400.904 | 12472.4381 | 12545.4744 | 12620.0444 | 12696.1804 | 12773.9153 | 12853.2826 | 12934.3166 | 13017.0523
| SEU Net Revenue ($ '000s) | 0 | 0 | 11437.2854 | 11488.5835 | 11540.9588 | 11594.434 | 11649.0322 | 11704.7769 | 11761.6923 | 11819.8029 | 11879.1338 | 11939.7107 | 12001.5597 | 12064.7075 | 12129.1815 | 12195.0094 | 12262.2196 | 12330.8413 | 12400.904 | 12472.4381 | 12545.4744 | 12620.0444 | 12696.1804 | 12773.9153 | 12853.2826 | 12934.3166 | 13017.0523
| Revenue Requirement | 0 | 0 | 165546.4235 | 54063.1754 | 11715.3213 | 11577.3522 | 11440.5061 | 11304.8065 | 11170.2776 | 11036.9438 | 10904.8305 | 10773.963 | 10644.3677 | 10516.0712 | 10389.1008 | 10263.4844 | 10139.2503 | 10016.4277 | 9895.0461 | 9775.1358 | 9656.7278 | 9539.8535 | 9424.5452 | 9310.8357 | 9198.7587 | 9088.3484 | 8979.6398
| Revenue Variance ($ '000s) | 0 | 0 | -154109.1381 | -42574.5919 | -174.3625 | 17.0818 | 208.5261 | 399.9704 | 591.4147 | 782.8591 | 974.3034 | 1165.7477 | 1357.192 | 1548.6363 | 1740.0807 | 1931.525 | 2122.9693 | 2314.4136 | 2505.8579 | 2697.3023 | 2888.7466 | 3080.1909 | 3271.6352 | 3463.0795 | 3654.5238 | 3845.9682 | 4037.4125
| Shared Overhead (Revenue Requirement Less All Enterprise Cost) | 0 | 0 | 162932.6586 | 51398.1124 | 8997.883 | 8806.4387 | 8614.9943 | 8423.55 | 8232.1057 | 8040.6614 | 7849.2171 | 7657.7728 | 7466.3284 | 7274.8841 | 7083.4398 | 6891.9955 | 6700.5512 | 6509.1068 | 6317.6625 | 6126.2182 | 5934.7739 | 5743.3296 | 5551.8852 | 5360.4409 | 5168.9966 | 4977.5523 | 4786.108
| Tranche 1 Gross Generation (kWh) | 0 | 0 | 56996875 | 56711890.625 | 56428331.1719 | 56146189.516 | 55865458.5684 | 55586131.2756 | 55308200.6192 | 55031659.6161 | 54756501.318 | 54482718.8114 | 54210305.2174 | 53939253.6913 | 53669557.4228 | 53401209.6357 | 53134203.5876 | 52868532.5696 | 52604189.9068 | 52341168.9572 | 52079463.1124 | 51819065.7969 | 51559970.4679 | 51302170.6156 | 51045659.7625 | 50790431.4637 | 50536479.3064
| Tranche 1 Gross Revenue ($ '000s) | 0 | 0 | 11437.2854 | 11488.5835 | 11540.9588 | 11594.434 | 11649.0322 | 11704.7769 | 11761.6923 | 11819.8029 | 11879.1338 | 11939.7107 | 12001.5597 | 12064.7075 | 12129.1815 | 12195.0094 | 12262.2196 | 12330.8413 | 12400.904 | 12472.4381 | 12545.4744 | 12620.0444 | 12696.1804 | 12773.9153 | 12853.2826 | 12934.3166 | 13017.0523
| Tranche 1 Net Revenue ($ '000s) | 0 | 0 | 11437.2854 | 11488.5835 | 11540.9588 | 11594.434 | 11649.0322 | 11704.7769 | 11761.6923 | 11819.8029 | 11879.1338 | 11939.7107 | 12001.5597 | 12064.7075 | 12129.1815 | 12195.0094 | 12262.2196 | 12330.8413 | 12400.904 | 12472.4381 | 12545.4744 | 12620.0444 | 12696.1804 | 12773.9153 | 12853.2826 | 12934.3166 | 13017.0523
| Reference: Tranche 1 Enterprise Cost | 0 | 0 | 2613.7649 | 2665.063 | 2717.4383 | 2770.9135 | 2825.5117 | 2881.2565 | 2938.1718 | 2996.2825 | 3055.6134 | 3116.1903 | 3178.0393 | 3241.1871 | 3305.661 | 3371.4889 | 3438.6992 | 3507.3208 | 3577.3836 | 3648.9176 | 3721.9539 | 3796.5239 | 3872.6599 | 3950.3948 | 4029.7621 | 4110.7961 | 4193.5318
| Reference: Tranche 1 Shared Cost % | 0% | 0% | 100% | 100% | 100% | 100% | 100% | 100% | 100% | 100% | 100% | 100% | 100% | 100% | 100% | 100% | 100% | 100% | 100% | 100% | 100% | 100% | 100% | 100% | 100% | 100% | 100%
| Reference: Tranche 1 Shared Cost $ | 0 | 0 | 162932.6586 | 51398.1124 | 8997.883 | 8806.4387 | 8614.9943 | 8423.55 | 8232.1057 | 8040.6614 | 7849.2171 | 7657.7728 | 7466.3284 | 7274.8841 | 7083.4398 | 6891.9955 | 6700.5512 | 6509.1068 | 6317.6625 | 6126.2182 | 5934.7739 | 5743.3296 | 5551.8852 | 5360.4409 | 5168.9966 | 4977.5523 | 4786.108
| Reference: Tranche 1 Addtl Energy Rate Req | 0 | 0 | 2.8586 | 0.9063 | 0.15946 | 0.15685 | 0.15421 | 0.15154 | 0.14884 | 0.14611 | 0.14335 | 0.14055 | 0.13773 | 0.13487 | 0.13198 | 0.12906 | 0.12611 | 0.12312 | 0.1201 | 0.11704 | 0.11396 | 0.11083 | 0.10768 | 0.10449 | 0.10126 | 0.098002 | 0.094706
| Reference: Tranche 1 Total Rev Req | 0 | 0 | 165546.4235 | 54063.1754 | 11715.3213 | 11577.3522 | 11440.5061 | 11304.8065 | 11170.2776 | 11036.9438 | 10904.8305 | 10773.963 | 10644.3677 | 10516.0712 | 10389.1008 | 10263.4844 | 10139.2503 | 10016.4277 | 9895.0461 | 9775.1358 | 9656.7278 | 9539.8535 | 9424.5452 | 9310.8357 | 9198.7587 | 9088.3484 | 8979.6398
| Reference: Tranche 1 Rev Variance ($ '000s) | 0 | 0 | 154109.1381 | 42574.5919 | 174.3625 | -17.0818 | -208.5261 | -399.9704 | -591.4147 | -782.8591 | -974.3034 | -1165.7477 | -1357.192 | -1548.6363 | -1740.0807 | -1931.525 | -2122.9693 | -2314.4136 | -2505.8579 | -2697.3023 | -2888.7466 | -3080.1909 | -3271.6352 | -3463.0795 | -3654.5238 | -3845.9682 | -4037.4125
| Reference: Tranche 1 All-in Rate | 0 | 0 | 2.9045 | 0.9533 | 0.20761 | 0.2062 | 0.20479 | 0.20337 | 0.20196 | 0.20056 | 0.19915 | 0.19775 | 0.19635 | 0.19496 | 0.19358 | 0.1922 | 0.19082 | 0.18946 | 0.1881 | 0.18676 | 0.18542 | 0.1841 | 0.18279 | 0.18149 | 0.18021 | 0.17894 | 0.17769
| Reference: Hypothetical REC Revenue | 0 | 0 | 284.9844 | 283.5595 | 282.1417 | 280.7309 | 279.3273 | 277.9307 | 276.541 | 275.1583 | 273.7825 | 272.4136 | 271.0515 | 269.6963 | 268.3478 | 267.006 | 265.671 | 264.3427 | 263.0209 | 261.7058 | 260.3973 | 259.0953 | 257.7999 | 256.5109 | 255.2283 | 253.9522 | 252.6824
| Reference: Hypothetical Rev Variance w RECs | 0 | 0 | 153824.1537 | 42291.0325 | -107.7791 | -297.8127 | -487.8534 | -677.9011 | -867.9557 | -1058.0174 | -1248.0859 | -1438.1613 | -1628.2435 | -1818.3326 | -2008.4284 | -2198.531 | -2388.6403 | -2578.7563 | -2768.8789 | -2959.0081 | -3149.1439 | -3339.2862 | -3529.4351 | -3719.5904 | -3909.7521 | -4099.9203 | -4290.0949
Future Option: Tranche 1 Fixed Rate
| Tranche 2 Gross Generation (kWh) | 0 | 0 | 0 | 0 | 0 | 0 | 0 | 0 | 0 | 0 | 0 | 0 | 0 | 0 | 0 | 0 | 0 | 0 | 0 | 0 | 0 | 0 | 0 | 0 | 0 | 0 | 0
| Tranche 2 Gross Revenue ($ '000s) | 0 | 0 | 0 | 0 | 0 | 0 | 0 | 0 | 0 | 0 | 0 | 0 | 0 | 0 | 0 | 0 | 0 | 0 | 0 | 0 | 0 | 0 | 0 | 0 | 0 | 0 | 0
| Tranche 2 Net Revenue ($ '000s) | 0 | 0 | 0 | 0 | 0 | 0 | 0 | 0 | 0 | 0 | 0 | 0 | 0 | 0 | 0 | 0 | 0 | 0 | 0 | 0 | 0 | 0 | 0 | 0 | 0 | 0 | 0
| Reference: Tranche 2 Enterprise Cost | 0 | 0 | 0 | 0 | 0 | 0 | 0 | 0 | 0 | 0 | 0 | 0 | 0 | 0 | 0 | 0 | 0 | 0 | 0 | 0 | 0 | 0 | 0 | 0 | 0 | 0 | 0
Reference: Tranche 2 Shared Cost % | bar: 2024 to 2050
| Reference: Tranche 2 Shared Cost $ | 0 | 0 | 0 | 0 | 0 | 0 | 0 | 0 | 0 | 0 | 0 | 0 | 0 | 0 | 0 | 0 | 0 | 0 | 0 | 0 | 0 | 0 | 0 | 0 | 0 | 0 | 0
| Reference: Tranche 2 Addtl Energy Rate Req | 0 | 0 | 0 | 0 | 0 | 0 | 0 | 0 | 0 | 0 | 0 | 0 | 0 | 0 | 0 | 0 | 0 | 0 | 0 | 0 | 0 | 0 | 0 | 0 | 0 | 0 | 0
| Reference: Tranche 2 Total Rev Req | 0 | 0 | 0 | 0 | 0 | 0 | 0 | 0 | 0 | 0 | 0 | 0 | 0 | 0 | 0 | 0 | 0 | 0 | 0 | 0 | 0 | 0 | 0 | 0 | 0 | 0 | 0
| Reference: Tranche 2 Rev Variance ($ '000s) | 0 | 0 | 0 | 0 | 0 | 0 | 0 | 0 | 0 | 0 | 0 | 0 | 0 | 0 | 0 | 0 | 0 | 0 | 0 | 0 | 0 | 0 | 0 | 0 | 0 | 0 | 0
| Reference: Tranche 2 All-in Rate | 0 | 0 | 0 | 0 | 0 | 0 | 0 | 0 | 0 | 0 | 0 | 0 | 0 | 0 | 0 | 0 | 0 | 0 | 0 | 0 | 0 | 0 | 0 | 0 | 0 | 0 | 0
| Reference: Hypothetical REC Revenue | 0 | 0 | 0 | 0 | 0 | 0 | 0 | 0 | 0 | 0 | 0 | 0 | 0 | 0 | 0 | 0 | 0 | 0 | 0 | 0 | 0 | 0 | 0 | 0 | 0 | 0 | 0
| Reference: Hypothetical Rev Variance w RECs | 0 | 0 | 0 | 0 | 0 | 0 | 0 | 0 | 0 | 0 | 0 | 0 | 0 | 0 | 0 | 0 | 0 | 0 | 0 | 0 | 0 | 0 | 0 | 0 | 0 | 0 | 0
Future Option: Tranche 2 Fixed Rate
| Tranche 3 Gross Generation (kWh) | 0 | 0 | 0 | 0 | 0 | 0 | 0 | 0 | 0 | 0 | 0 | 0 | 0 | 0 | 0 | 0 | 0 | 0 | 0 | 0 | 0 | 0 | 0 | 0 | 0 | 0 | 0
| Tranche 3 Gross Revenue ($ '000s) | 0 | 0 | 0 | 0 | 0 | 0 | 0 | 0 | 0 | 0 | 0 | 0 | 0 | 0 | 0 | 0 | 0 | 0 | 0 | 0 | 0 | 0 | 0 | 0 | 0 | 0 | 0
| Tranche 3 Net Revenue ($ '000s) | 0 | 0 | 0 | 0 | 0 | 0 | 0 | 0 | 0 | 0 | 0 | 0 | 0 | 0 | 0 | 0 | 0 | 0 | 0 | 0 | 0 | 0 | 0 | 0 | 0 | 0 | 0
| Reference: Tranche 3 Enterprise Cost | 0 | 0 | 0 | 0 | 0 | 0 | 0 | 0 | 0 | 0 | 0 | 0 | 0 | 0 | 0 | 0 | 0 | 0 | 0 | 0 | 0 | 0 | 0 | 0 | 0 | 0 | 0
Reference: Tranche 3 Shared Cost % | bar: 2024 to 2050
| Reference: Tranche 3 Shared Cost $ | 0 | 0 | 0 | 0 | 0 | 0 | 0 | 0 | 0 | 0 | 0 | 0 | 0 | 0 | 0 | 0 | 0 | 0 | 0 | 0 | 0 | 0 | 0 | 0 | 0 | 0 | 0
| Reference: Tranche 3 Addtl Energy Rate Req | 0 | 0 | 0 | 0 | 0 | 0 | 0 | 0 | 0 | 0 | 0 | 0 | 0 | 0 | 0 | 0 | 0 | 0 | 0 | 0 | 0 | 0 | 0 | 0 | 0 | 0 | 0
| Reference: Tranche 3 Total Rev Req | 0 | 0 | 0 | 0 | 0 | 0 | 0 | 0 | 0 | 0 | 0 | 0 | 0 | 0 | 0 | 0 | 0 | 0 | 0 | 0 | 0 | 0 | 0 | 0 | 0 | 0 | 0
| Reference: Tranche 3 Rev Variance ($ '000s) | 0 | 0 | 0 | 0 | 0 | 0 | 0 | 0 | 0 | 0 | 0 | 0 | 0 | 0 | 0 | 0 | 0 | 0 | 0 | 0 | 0 | 0 | 0 | 0 | 0 | 0 | 0
| Reference: Tranche 3 All-in Rate | 0 | 0 | 0 | 0 | 0 | 0 | 0 | 0 | 0 | 0 | 0 | 0 | 0 | 0 | 0 | 0 | 0 | 0 | 0 | 0 | 0 | 0 | 0 | 0 | 0 | 0 | 0
| Reference: Hypothetical REC Revenue | 0 | 0 | 0 | 0 | 0 | 0 | 0 | 0 | 0 | 0 | 0 | 0 | 0 | 0 | 0 | 0 | 0 | 0 | 0 | 0 | 0 | 0 | 0 | 0 | 0 | 0 | 0
| Reference: Hypothetical Rev Variance w RECs | 0 | 0 | 0 | 0 | 0 | 0 | 0 | 0 | 0 | 0 | 0 | 0 | 0 | 0 | 0 | 0 | 0 | 0 | 0 | 0 | 0 | 0 | 0 | 0 | 0 | 0 | 0
Future Option: Tranche 3 Fixed Rate
SEU FIRST TRANCHE RATE STRUCTURE |  | 2027: SEU SECOND TRANCHE RATE STRUCTURE; 2032: SEU THIRD TRANCHE RATE STRUCTURE
SEU Rate Structures | SEU Rate - 2024 | 2024: Unit; 2025: Escalation; 2027: SEU Rate Structures; 2028: SEU Rate - 2024; 2029: Unit; 2030: Escalation; 2032: SEU Rate Structures; 2033: SEU Rate - 2024; 2034: Unit; 2035: Escalation
Resi PV | 0.125 | 2024: $/kWh; 2025: 2.5%; 2027: Resi PV; 2028: 0.125; 2029: $/kWh; 2030: 2.5%; 2032: Resi PV; 2033: 0.125; 2034: $/kWh; 2035: 2.5%
Resi PV Parasitic | 0.16 | 2024: $/kWh; 2025: 2.5%; 2027: Resi PV Parasitic; 2028: 0.16; 2029: $/kWh; 2030: 2.5%; 2032: Resi PV Parasitic; 2033: 0.16; 2034: $/kWh; 2035: 2.5%
Resi PVS | 0.24 | 2024: $/kWh; 2025: 2.5%; 2027: Resi PVS; 2028: 0.235; 2029: $/kWh; 2030: 2.5%; 2032: Resi PVS; 2033: 0.235; 2034: $/kWh; 2035: 2.5%
Revi PVS Parasitic | 0.16 | 2024: $/kWh; 2025: 2.5%; 2027: Revi PVS Parasitic; 2028: 0.16; 2029: $/kWh; 2030: 2.5%; 2032: Revi PVS Parasitic; 2033: 0.16; 2034: $/kWh; 2035: 2.5%
Com PV Rooftop* | 0.09 | 2024: $/kWh; 2025: 2.5%; 2027: Com PV Rooftop*; 2028: 0.09; 2029: $/kWh; 2030: 2.2%; 2032: Com PV Rooftop*; 2033: 0.09; 2034: $/kWh; 2035: 2.2%; 2036: *This row is set with 2.2% escalation just as an example. With lower costs for commercial rooftops, a lower escalation rate may achieve financial goals while costing less to customers.
Com PV Rooftop Parasitic | 0.08 | 2024: $/kWh; 2025: 2.5%; 2027: Com PV Rooftop Parasitic; 2028: 0.08; 2029: $/kWh; 2030: 2.5%; 2032: Com PV Rooftop Parasitic; 2033: 0.08; 2034: $/kWh; 2035: 2.5%
Com PVS Rooftop | 0.15 | 2024: $/kWh; 2025: 2.5%; 2027: Com PVS Rooftop; 2028: 0.15; 2029: $/kWh; 2030: 2.5%; 2032: Com PVS Rooftop; 2033: 0.15; 2034: $/kWh; 2035: 2.5%
Com PVS Rooftop Parasitic | 0.08 | 2024: $/kWh; 2025: 2.5%; 2027: Com PVS Rooftop Parasitic; 2028: 0.08; 2029: $/kWh; 2030: 2.5%; 2032: Com PVS Rooftop Parasitic; 2033: 0.08; 2034: $/kWh; 2035: 2.5%
Com PV Canopy | 0.09 | 2024: $/kWh; 2025: 2.5%; 2027: Com PV Canopy; 2028: 0.09; 2029: $/kWh; 2030: 2.5%; 2032: Com PV Canopy; 2033: 0.09; 2034: $/kWh; 2035: 2.5%
Com PV Canopy Parasitic | 0.08 | 2024: $/kWh; 2025: 2.5%; 2027: Com PV Canopy Parasitic; 2028: 0.08; 2029: $/kWh; 2030: 2.5%; 2032: Com PV Canopy Parasitic; 2033: 0.08; 2034: $/kWh; 2035: 2.5%
Reference REC rate | 0.005 | 2024: $/kWh; 2025: 2.5%; 2027: Reference REC rate; 2028: 0.005; 2029: $/kWh; 2030: 2.5%; 2032: Reference REC rate; 2033: 0.005; 2034: $/kWh; 2035: 2.5%
SEU First Tranche |  | 2024 | 2025 | 2026 | 2027 | 2028 | 2029 | 2030 | 2031 | 2032 | 2033 | 2034 | 2035 | 2036 | 2037 | 2038 | 2039 | 2040 | 2041 | 2042 | 2043 | 2044 | 2045 | 2046 | 2047 | 2048 | 2049 | 2050
Net Revenue | Total ('000s) | 0 | 0 | 11437.2854 | 11488.5835 | 11540.9588 | 11594.434 | 11649.0322 | 11704.7769 | 11761.6923 | 11819.8029 | 11879.1338 | 11939.7107 | 12001.5597 | 12064.7075 | 12129.1815 | 12195.0094 | 12262.2196 | 12330.8413 | 12400.904 | 12472.4381 | 12545.4744 | 12620.0444 | 12696.1804 | 12773.9153 | 12853.2826 | 12934.3166 | 13017.0523
| PPA Adder Revenue | 0 | 0 | 0 | 0 | 0 | 0 | 0 | 0 | 0 | 0 | 0 | 0 | 0 | 0 | 0 | 0 | 0 | 0 | 0 | 0 | 0 | 0 | 0 | 0 | 0 | 0 | 0
Revenue Generation | Total ('000s) | 0 | 0 | 11437.2854 | 11488.5835 | 11540.9588 | 11594.434 | 11649.0322 | 11704.7769 | 11761.6923 | 11819.8029 | 11879.1338 | 11939.7107 | 12001.5597 | 12064.7075 | 12129.1815 | 12195.0094 | 12262.2196 | 12330.8413 | 12400.904 | 12472.4381 | 12545.4744 | 12620.0444 | 12696.1804 | 12773.9153 | 12853.2826 | 12934.3166 | 13017.0523
Resi PV | Subtotal ($ '000s) | 0 | 0 | 2402.674 | 2413.3414 | 2424.2329 | 2435.3531 | 2446.7068 | 2458.2989 | 2470.1345 | 2482.2186 | 2494.5565 | 2507.1535 | 2520.015 | 2533.1466 | 2546.554 | 2560.2429 | 2574.2193 | 2588.4892 | 2603.0588 | 2617.9343 | 2633.1223 | 2648.6291 | 2664.4616 | 2680.6266 | 2697.1311 | 2713.9821 | 2731.1871
Resi PVS | Subtotal ($ '000s) | 0 | 0 | 4302.1411 | 4323.0672 | 4344.4327 | 4366.247 | 4388.5193 | 4411.2593 | 4434.4769 | 4458.1821 | 4482.385 | 4507.0963 | 4532.3264 | 4558.0864 | 4584.3874 | 4611.2407 | 4638.6578 | 4666.6508 | 4695.2316 | 4724.4126 | 4754.2064 | 4784.6259 | 4815.6842 | 4847.3947 | 4879.7711 | 4912.8274 | 4946.578
Com PV Rooftop | Subtotal ($ '000s) | 0 | 0 | 1824.1668 | 1830.0028 | 1835.9613 | 1842.0449 | 1848.2563 | 1854.5981 | 1861.0732 | 1867.6841 | 1874.434 | 1881.3255 | 1888.3618 | 1895.5459 | 1902.8808 | 1910.3697 | 1918.0159 | 1925.8227 | 1933.7934 | 1941.9315 | 1950.2405 | 1958.724 | 1967.3857 | 1976.2293 | 1985.2585 | 1994.4774 | 2003.8899
Com PVS Rooftop | Subtotal ($ '000s) | 0 | 0 | 2908.3035 | 2922.1721 | 2936.3319 | 2950.789 | 2965.5498 | 2980.6205 | 2996.0077 | 3011.7181 | 3027.7583 | 3044.1354 | 3060.8565 | 3077.9286 | 3095.3593 | 3113.1561 | 3131.3265 | 3149.8786 | 3168.8202 | 3188.1596 | 3207.9051 | 3228.0653 | 3248.6489 | 3269.6647 | 3291.1218 | 3313.0296 | 3335.3974
Com PV Canopy | Subtotal ($ '000s) | 0 | 0 | 0 | 0 | 0 | 0 | 0 | 0 | 0 | 0 | 0 | 0 | 0 | 0 | 0 | 0 | 0 | 0 | 0 | 0 | 0 | 0 | 0 | 0 | 0 | 0 | 0
SEU Rate Schedules |  | 2024 | 2025 | 2026 | 2027 | 2028 | 2029 | 2030 | 2031 | 2032 | 2033 | 2034 | 2035 | 2036 | 2037 | 2038 | 2039 | 2040 | 2041 | 2042 | 2043 | 2044 | 2045 | 2046 | 2047 | 2048 | 2049 | 2050
Resi PV | $/kWh | 0 | 0 | 0.16714 | 0.16873 | 0.17034 | 0.17198 | 0.17365 | 0.17535 | 0.17708 | 0.17884 | 0.18063 | 0.18246 | 0.18432 | 0.18621 | 0.18813 | 0.1901 | 0.19209 | 0.19413 | 0.1962 | 0.19832 | 0.20047 | 0.20266 | 0.2049 | 0.20718 | 0.2095 | 0.21187 | 0.21428
Resi PVS | $/kWh | 0 | 0 | 0.30461 | 0.30763 | 0.3107 | 0.31383 | 0.31702 | 0.32026 | 0.32357 | 0.32693 | 0.33036 | 0.33385 | 0.3374 | 0.34103 | 0.34472 | 0.34848 | 0.35231 | 0.35622 | 0.3602 | 0.36426 | 0.3684 | 0.37262 | 0.37693 | 0.38131 | 0.38579 | 0.39036 | 0.39501
Com PV Rooftop | $/kWh | 0 | 0 | 0.1269 | 0.12794 | 0.12901 | 0.13008 | 0.13118 | 0.13229 | 0.13342 | 0.13457 | 0.13573 | 0.13691 | 0.13812 | 0.13934 | 0.14058 | 0.14184 | 0.14313 | 0.14443 | 0.14576 | 0.14711 | 0.14848 | 0.14987 | 0.15129 | 0.15274 | 0.15421 | 0.1557 | 0.15722
Com PVS Rooftop | $/kWh | 0 | 0 | 0.20592 | 0.20794 | 0.21 | 0.21209 | 0.21423 | 0.2164 | 0.21861 | 0.22086 | 0.22315 | 0.22548 | 0.22786 | 0.23028 | 0.23275 | 0.23527 | 0.23783 | 0.24044 | 0.2431 | 0.24581 | 0.24858 | 0.2514 | 0.25427 | 0.2572 | 0.26019 | 0.26324 | 0.26635
Com PV Canopy | $/kWh | 0.09 | 0.09225 | 0.094556 | 0.09692 | 0.099343 | 0.10183 | 0.10437 | 0.10698 | 0.10966 | 0.1124 | 0.11521 | 0.11809 | 0.12104 | 0.12407 | 0.12717 | 0.13035 | 0.13361 | 0.13695 | 0.14037 | 0.14388 | 0.14748 | 0.15116 | 0.15494 | 0.15881 | 0.16279 | 0.16685 | 0.17103
Energy Generation | Total (kWh) | 0 | 0 | 56996875 | 56711890.625 | 56428331.1719 | 56146189.516 | 55865458.5684 | 55586131.2756 | 55308200.6192 | 55031659.6161 | 54756501.318 | 54482718.8114 | 54210305.2174 | 53939253.6913 | 53669557.4228 | 53401209.6357 | 53134203.5876 | 52868532.5696 | 52604189.9068 | 52341168.9572 | 52079463.1124 | 51819065.7969 | 51559970.4679 | 51302170.6156 | 51045659.7625 | 50790431.4637 | 50536479.3064
Resi PV | Subtotal (kWh) | 0 | 0 | 14375000 | 14303125 | 14231609.375 | 14160451.3281 | 14089649.0715 | 14019200.8261 | 13949104.822 | 13879359.2979 | 13809962.5014 | 13740912.6889 | 13672208.1254 | 13603847.0848 | 13535827.8494 | 13468148.7101 | 13400807.9666 | 13333803.9268 | 13267134.9071 | 13200799.2326 | 13134795.2364 | 13069121.2602 | 13003775.6539 | 12938756.7757 | 12874062.9918 | 12809692.6768 | 12745644.2135
Resi PVS | Subtotal (kWh) | 0 | 0 | 14123437.5 | 14052820.3125 | 13982556.2109 | 13912643.4299 | 13843080.2127 | 13773864.8117 | 13704995.4876 | 13636470.5102 | 13568288.1576 | 13500446.7168 | 13432944.4833 | 13365779.7608 | 13298950.862 | 13232456.1077 | 13166293.8272 | 13100462.358 | 13034960.0463 | 12969785.246 | 12904936.3198 | 12840411.6382 | 12776209.58 | 12712328.5321 | 12648766.8894 | 12585523.055 | 12522595.4397
Com PV Rooftop | Subtotal (kWh) | 0 | 0 | 14375000 | 14303125 | 14231609.375 | 14160451.3281 | 14089649.0715 | 14019200.8261 | 13949104.822 | 13879359.2979 | 13809962.5014 | 13740912.6889 | 13672208.1254 | 13603847.0848 | 13535827.8494 | 13468148.7101 | 13400807.9666 | 13333803.9268 | 13267134.9071 | 13200799.2326 | 13134795.2364 | 13069121.2602 | 13003775.6539 | 12938756.7757 | 12874062.9918 | 12809692.6768 | 12745644.2135
Com PVS Rooftop | Subtotal (kWh) | 0 | 0 | 14123437.5 | 14052820.3125 | 13982556.2109 | 13912643.4299 | 13843080.2127 | 13773864.8117 | 13704995.4876 | 13636470.5102 | 13568288.1576 | 13500446.7168 | 13432944.4833 | 13365779.7608 | 13298950.862 | 13232456.1077 | 13166293.8272 | 13100462.358 | 13034960.0463 | 12969785.246 | 12904936.3198 | 12840411.6382 | 12776209.58 | 12712328.5321 | 12648766.8894 | 12585523.055 | 12522595.4397
Com PV Canopy | Subtotal (kWh) | 0 | 0 | 0 | 0 | 0 | 0 | 0 | 0 | 0 | 0 | 0 | 0 | 0 | 0 | 0 | 0 | 0 | 0 | 0 | 0 | 0 | 0 | 0 | 0 | 0 | 0 | 0
Parasitic Costs | Total ('000s)
Resi PV | Subtotal ($ '000s)
Resi PVS | Subtotal ($ '000s)
Com PV Rooftop | Subtotal ($ '000s)
Com PVS Rooftop | Subtotal ($ '000s)
Com PV Canopy | Subtotal ($ '000s)
SEU Parasitic Rate Schedules
Resi PV | $/kWh
Resi PVS | $/kWh
Com PV Rooftop | $/kWh
Com PVS Rooftop | $/kWh
Com PV Canopy | $/kWh
Parasitic Energy Consumption | Total (kWh)
Resi PV | Subtotal (kWh)
Resi PVS | Subtotal (kWh)
Com PV Rooftop | Subtotal (kWh)
Com PVS Rooftop | Subtotal (kWh)
Com PV Canopy | Subtotal (kWh)
SEU Second Tranche |  | 2024 | 2025 | 2026 | 2027 | 2028 | 2029 | 2030 | 2031 | 2032 | 2033 | 2034 | 2035 | 2036 | 2037 | 2038 | 2039 | 2040 | 2041 | 2042 | 2043 | 2044 | 2045 | 2046 | 2047 | 2048 | 2049 | 2050
Net Revenue | Total ('000s) | 0 | 0 | 0 | 0 | 0 | 0 | 0 | 0 | 0 | 0 | 0 | 0 | 0 | 0 | 0 | 0 | 0 | 0 | 0 | 0 | 0 | 0 | 0 | 0 | 0 | 0 | 0
Revenue Generation | Total ('000s) | 0 | 0 | 0 | 0 | 0 | 0 | 0 | 0 | 0 | 0 | 0 | 0 | 0 | 0 | 0 | 0 | 0 | 0 | 0 | 0 | 0 | 0 | 0 | 0 | 0 | 0 | 0
Resi PV | Subtotal ($ '000s) | 0 | 0 | 0 | 0 | 0 | 0 | 0 | 0 | 0 | 0 | 0 | 0 | 0 | 0 | 0 | 0 | 0 | 0 | 0 | 0 | 0 | 0 | 0 | 0 | 0 | 0 | 0
Resi PVS | Subtotal ($ '000s) | 0 | 0 | 0 | 0 | 0 | 0 | 0 | 0 | 0 | 0 | 0 | 0 | 0 | 0 | 0 | 0 | 0 | 0 | 0 | 0 | 0 | 0 | 0 | 0 | 0 | 0 | 0
Com PV Rooftop | Subtotal ($ '000s) | 0 | 0 | 0 | 0 | 0 | 0 | 0 | 0 | 0 | 0 | 0 | 0 | 0 | 0 | 0 | 0 | 0 | 0 | 0 | 0 | 0 | 0 | 0 | 0 | 0 | 0 | 0
Com PVS Rooftop | Subtotal ($ '000s) | 0 | 0 | 0 | 0 | 0 | 0 | 0 | 0 | 0 | 0 | 0 | 0 | 0 | 0 | 0 | 0 | 0 | 0 | 0 | 0 | 0 | 0 | 0 | 0 | 0 | 0 | 0
Com PV Canopy | Subtotal ($ '000s) | 0 | 0 | 0 | 0 | 0 | 0 | 0 | 0 | 0 | 0 | 0 | 0 | 0 | 0 | 0 | 0 | 0 | 0 | 0 | 0 | 0 | 0 | 0 | 0 | 0 | 0 | 0
SEU Rate Schedules
Resi PV | $/kWh | 0.125 | 0.12812 | 0.13133 | 0.13461 | 0.13798 | 0.14143 | 0.14496 | 0.14859 | 0.1523 | 0.15611 | 0.16001 | 0.16401 | 0.16811 | 0.17231 | 0.17662 | 0.18104 | 0.18556 | 0.1902 | 0.19496 | 0.19983 | 0.20483 | 0.20995 | 0.2152 | 0.22058 | 0.22609 | 0.23174 | 0.23754
Resi PVS | $/kWh | 0.235 | 0.24087 | 0.2469 | 0.25307 | 0.2594 | 0.26588 | 0.27253 | 0.27934 | 0.28632 | 0.29348 | 0.30082 | 0.30834 | 0.31605 | 0.32395 | 0.33205 | 0.34035 | 0.34886 | 0.35758 | 0.36652 | 0.37568 | 0.38507 | 0.3947 | 0.40457 | 0.41468 | 0.42505 | 0.43568 | 0.44657
Com PV Rooftop | $/kWh | 0.09 | 0.09198 | 0.094004 | 0.096072 | 0.098185 | 0.10035 | 0.10255 | 0.10481 | 0.10711 | 0.10947 | 0.11188 | 0.11434 | 0.11686 | 0.11943 | 0.12205 | 0.12474 | 0.12748 | 0.13029 | 0.13316 | 0.13608 | 0.13908 | 0.14214 | 0.14527 | 0.14846 | 0.15173 | 0.15507 | 0.15848
Com PVS Rooftop | $/kWh | 0.15 | 0.15375 | 0.15759 | 0.16153 | 0.16557 | 0.16971 | 0.17395 | 0.1783 | 0.18276 | 0.18733 | 0.19201 | 0.19681 | 0.20173 | 0.20678 | 0.21195 | 0.21724 | 0.22268 | 0.22824 | 0.23395 | 0.2398 | 0.24579 | 0.25194 | 0.25824 | 0.26469 | 0.27131 | 0.27809 | 0.28504
Com PV Canopy | $/kWh | 0.09 | 0.09225 | 0.094556 | 0.09692 | 0.099343 | 0.10183 | 0.10437 | 0.10698 | 0.10966 | 0.1124 | 0.11521 | 0.11809 | 0.12104 | 0.12407 | 0.12717 | 0.13035 | 0.13361 | 0.13695 | 0.14037 | 0.14388 | 0.14748 | 0.15116 | 0.15494 | 0.15881 | 0.16279 | 0.16685 | 0.17103
Energy Generation | Total (kWh) | 0 | 0 | 0 | 0 | 0 | 0 | 0 | 0 | 0 | 0 | 0 | 0 | 0 | 0 | 0 | 0 | 0 | 0 | 0 | 0 | 0 | 0 | 0 | 0 | 0 | 0 | 0
Resi PV | Subtotal (kWh) | 0 | 0 | 0 | 0 | 0 | 0 | 0 | 0 | 0 | 0 | 0 | 0 | 0 | 0 | 0 | 0 | 0 | 0 | 0 | 0 | 0 | 0 | 0 | 0 | 0 | 0 | 0
Resi PVS | Subtotal (kWh) | 0 | 0 | 0 | 0 | 0 | 0 | 0 | 0 | 0 | 0 | 0 | 0 | 0 | 0 | 0 | 0 | 0 | 0 | 0 | 0 | 0 | 0 | 0 | 0 | 0 | 0 | 0
Com PV Rooftop | Subtotal (kWh) | 0 | 0 | 0 | 0 | 0 | 0 | 0 | 0 | 0 | 0 | 0 | 0 | 0 | 0 | 0 | 0 | 0 | 0 | 0 | 0 | 0 | 0 | 0 | 0 | 0 | 0 | 0
Com PVS Rooftop | Subtotal (kWh) | 0 | 0 | 0 | 0 | 0 | 0 | 0 | 0 | 0 | 0 | 0 | 0 | 0 | 0 | 0 | 0 | 0 | 0 | 0 | 0 | 0 | 0 | 0 | 0 | 0 | 0 | 0
Com PV Canopy | Subtotal (kWh) | 0 | 0 | 0 | 0 | 0 | 0 | 0 | 0 | 0 | 0 | 0 | 0 | 0 | 0 | 0 | 0 | 0 | 0 | 0 | 0 | 0 | 0 | 0 | 0 | 0 | 0 | 0
Parasitic Costs | Total ('000s)
Resi PV | Subtotal ($ '000s)
Resi PVS | Subtotal ($ '000s)
Com PV Rooftop | Subtotal ($ '000s)
Com PVS Rooftop | Subtotal ($ '000s)
Com PV Canopy | Subtotal ($ '000s)
SEU Parasitic Rate Schedules
Resi PV | $/kWh
Resi PVS | $/kWh
Com PV Rooftop | $/kWh
Com PVS Rooftop | $/kWh
Com PV Canopy | $/kWh
Parasitic Energy Consumption | Total (kWh)
Resi PV | Subtotal (kWh)
Resi PVS | Subtotal (kWh)
Com PV Rooftop | Subtotal (kWh)
Com PVS Rooftop | Subtotal (kWh)
Com PV Canopy | Subtotal (kWh)
SEU Third Tranche |  | 2024 | 2025 | 2026 | 2027 | 2028 | 2029 | 2030 | 2031 | 2032 | 2033 | 2034 | 2035 | 2036 | 2037 | 2038 | 2039 | 2040 | 2041 | 2042 | 2043 | 2044 | 2045 | 2046 | 2047 | 2048 | 2049 | 2050
Net Revenue | Total ('000s) | 0 | 0 | 0 | 0 | 0 | 0 | 0 | 0 | 0 | 0 | 0 | 0 | 0 | 0 | 0 | 0 | 0 | 0 | 0 | 0 | 0 | 0 | 0 | 0 | 0 | 0 | 0
Revenue Generation | Total ('000s) | 0 | 0 | 0 | 0 | 0 | 0 | 0 | 0 | 0 | 0 | 0 | 0 | 0 | 0 | 0 | 0 | 0 | 0 | 0 | 0 | 0 | 0 | 0 | 0 | 0 | 0 | 0
Resi PV | Subtotal ($ '000s) | 0 | 0 | 0 | 0 | 0 | 0 | 0 | 0 | 0 | 0 | 0 | 0 | 0 | 0 | 0 | 0 | 0 | 0 | 0 | 0 | 0 | 0 | 0 | 0 | 0 | 0 | 0
Resi PVS | Subtotal ($ '000s) | 0 | 0 | 0 | 0 | 0 | 0 | 0 | 0 | 0 | 0 | 0 | 0 | 0 | 0 | 0 | 0 | 0 | 0 | 0 | 0 | 0 | 0 | 0 | 0 | 0 | 0 | 0
Com PV Rooftop | Subtotal ($ '000s) | 0 | 0 | 0 | 0 | 0 | 0 | 0 | 0 | 0 | 0 | 0 | 0 | 0 | 0 | 0 | 0 | 0 | 0 | 0 | 0 | 0 | 0 | 0 | 0 | 0 | 0 | 0
Com PVS Rooftop | Subtotal ($ '000s) | 0 | 0 | 0 | 0 | 0 | 0 | 0 | 0 | 0 | 0 | 0 | 0 | 0 | 0 | 0 | 0 | 0 | 0 | 0 | 0 | 0 | 0 | 0 | 0 | 0 | 0 | 0
Com PV Canopy | Subtotal ($ '000s) | 0 | 0 | 0 | 0 | 0 | 0 | 0 | 0 | 0 | 0 | 0 | 0 | 0 | 0 | 0 | 0 | 0 | 0 | 0 | 0 | 0 | 0 | 0 | 0 | 0 | 0 | 0
SEU Rate Schedules
Resi PV | $/kWh | 0.125 | 0.12812 | 0.13133 | 0.13461 | 0.13798 | 0.14143 | 0.14496 | 0.14859 | 0.1523 | 0.15611 | 0.16001 | 0.16401 | 0.16811 | 0.17231 | 0.17662 | 0.18104 | 0.18556 | 0.1902 | 0.19496 | 0.19983 | 0.20483 | 0.20995 | 0.2152 | 0.22058 | 0.22609 | 0.23174 | 0.23754
Resi PVS | $/kWh | 0.235 | 0.24087 | 0.2469 | 0.25307 | 0.2594 | 0.26588 | 0.27253 | 0.27934 | 0.28632 | 0.29348 | 0.30082 | 0.30834 | 0.31605 | 0.32395 | 0.33205 | 0.34035 | 0.34886 | 0.35758 | 0.36652 | 0.37568 | 0.38507 | 0.3947 | 0.40457 | 0.41468 | 0.42505 | 0.43568 | 0.44657
Com PV Rooftop | $/kWh | 0.09 | 0.09198 | 0.094004 | 0.096072 | 0.098185 | 0.10035 | 0.10255 | 0.10481 | 0.10711 | 0.10947 | 0.11188 | 0.11434 | 0.11686 | 0.11943 | 0.12205 | 0.12474 | 0.12748 | 0.13029 | 0.13316 | 0.13608 | 0.13908 | 0.14214 | 0.14527 | 0.14846 | 0.15173 | 0.15507 | 0.15848
Com PVS Rooftop | $/kWh | 0.15 | 0.15375 | 0.15759 | 0.16153 | 0.16557 | 0.16971 | 0.17395 | 0.1783 | 0.18276 | 0.18733 | 0.19201 | 0.19681 | 0.20173 | 0.20678 | 0.21195 | 0.21724 | 0.22268 | 0.22824 | 0.23395 | 0.2398 | 0.24579 | 0.25194 | 0.25824 | 0.26469 | 0.27131 | 0.27809 | 0.28504
Com PV Canopy | $/kWh | 0.09 | 0.09225 | 0.094556 | 0.09692 | 0.099343 | 0.10183 | 0.10437 | 0.10698 | 0.10966 | 0.1124 | 0.11521 | 0.11809 | 0.12104 | 0.12407 | 0.12717 | 0.13035 | 0.13361 | 0.13695 | 0.14037 | 0.14388 | 0.14748 | 0.15116 | 0.15494 | 0.15881 | 0.16279 | 0.16685 | 0.17103
Energy Generation | Total (kWh) | 0 | 0 | 0 | 0 | 0 | 0 | 0 | 0 | 0 | 0 | 0 | 0 | 0 | 0 | 0 | 0 | 0 | 0 | 0 | 0 | 0 | 0 | 0 | 0 | 0 | 0 | 0
Resi PV | Subtotal (kWh) | 0 | 0 | 0 | 0 | 0 | 0 | 0 | 0 | 0 | 0 | 0 | 0 | 0 | 0 | 0 | 0 | 0 | 0 | 0 | 0 | 0 | 0 | 0 | 0 | 0 | 0 | 0
Resi PVS | Subtotal (kWh) | 0 | 0 | 0 | 0 | 0 | 0 | 0 | 0 | 0 | 0 | 0 | 0 | 0 | 0 | 0 | 0 | 0 | 0 | 0 | 0 | 0 | 0 | 0 | 0 | 0 | 0 | 0
Com PV Rooftop | Subtotal (kWh) | 0 | 0 | 0 | 0 | 0 | 0 | 0 | 0 | 0 | 0 | 0 | 0 | 0 | 0 | 0 | 0 | 0 | 0 | 0 | 0 | 0 | 0 | 0 | 0 | 0 | 0 | 0
Com PVS Rooftop | Subtotal (kWh) | 0 | 0 | 0 | 0 | 0 | 0 | 0 | 0 | 0 | 0 | 0 | 0 | 0 | 0 | 0 | 0 | 0 | 0 | 0 | 0 | 0 | 0 | 0 | 0 | 0 | 0 | 0
Com PV Canopy | Subtotal (kWh) | 0 | 0 | 0 | 0 | 0 | 0 | 0 | 0 | 0 | 0 | 0 | 0 | 0 | 0 | 0 | 0 | 0 | 0 | 0 | 0 | 0 | 0 | 0 | 0 | 0 | 0 | 0
Parasitic Costs | Total ('000s)
Resi PV | Subtotal ($ '000s)
Resi PVS | Subtotal ($ '000s)
Com PV Rooftop | Subtotal ($ '000s)
Com PVS Rooftop | Subtotal ($ '000s)
Com PV Canopy | Subtotal ($ '000s)
SEU Parasitic Rate Schedules
Resi PV | $/kWh
Resi PVS | $/kWh
Com PV Rooftop | $/kWh
Com PVS Rooftop | $/kWh
Com PV Canopy | $/kWh
Parasitic Energy Consumption | Total (kWh)
Resi PV | Subtotal (kWh)
Resi PVS | Subtotal (kWh)
Com PV Rooftop | Subtotal (kWh)
Com PVS Rooftop | Subtotal (kWh)
Com PV Canopy | Subtotal (kWh)
Note on B76: [Threaded comment] Your version of Excel allows you to read this threaded comment; however, any edits to it will get removed if the file is opened in a newer version of Excel. Learn more: https://go.microsoft.com/fwlink/?linkid=870924 Comment: Edited to include PPA adder in PPA case only

## CapEx
Project CapEx
|  |  | 2024 | 2025 | 2026 | 2027 | 2028 | 2029 | 2030 | 2031 | 2032 | 2033 | 2034 | 2035 | 2036 | 2037 | 2038 | 2039 | 2040 | 2041 | 2042 | 2043 | 2044 | 2045 | 2046 | 2047 | 2048 | 2049 | 2050
Cumulative Plant |  |  | 0 | 0 | 156649.6435 | 156649.6435 | 156649.6435 | 156649.6435 | 156649.6435 | 156649.6435 | 156649.6435 | 156649.6435 | 156649.6435 | 156649.6435 | 156649.6435 | 156649.6435 | 156649.6435 | 156649.6435 | 156649.6435 | 156649.6435 | 156649.6435 | 156649.6435 | 156649.6435 | 156649.6435 | 156649.6435 | 156649.6435 | 156649.6435 | 156649.6435 | 156649.6435
Plant Additions |  |  | 0 | 0 | 156649.6435 | 0 | 0 | 0 | 0 | 0 | 0 | 0 | 0 | 0 | 0 | 0 | 0 | 0 | 0 | 0 | 0 | 0 | 0 | 0 | 0 | 0 | 0 | 0 | 0
Plant Retirements |  |  | 0 | 0 | 0 | 0 | 0 | 0 | 0 | 0 | 0 | 0 | 0 | 0 | 0 | 0 | 0 | 0 | 0 | 0 | 0 | 0 | 0 | 0 | 0 | 0 | 0 | 0 | 0
Plant in Service |  |  | 0 | 0 | 156649.6435 | 156649.6435 | 156649.6435 | 156649.6435 | 156649.6435 | 156649.6435 | 156649.6435 | 156649.6435 | 156649.6435 | 156649.6435 | 156649.6435 | 156649.6435 | 156649.6435 | 156649.6435 | 156649.6435 | 156649.6435 | 156649.6435 | 156649.6435 | 156649.6435 | 156649.6435 | 156649.6435 | 156649.6435 | 156649.6435 | 156649.6435 | 156649.6435
Total Depreciation Expense |  |  | 0 | 0 | 6140.666 | 6140.666 | 6140.666 | 6140.666 | 6140.666 | 6140.666 | 6140.666 | 6140.666 | 6140.666 | 6140.666 | 6140.666 | 6140.666 | 6140.666 | 6140.666 | 6140.666 | 6140.666 | 6140.666 | 6140.666 | 6140.666 | 6140.666 | 6140.666 | 6140.666 | 6140.666 | 6140.666 | 6140.666
Total Accumulated Depreciation |  |  | 0 | 0 | 6140.666 | 12281.3321 | 18421.9981 | 24562.6641 | 30703.3301 | 36843.9962 | 42984.6622 | 49125.3282 | 55265.9942 | 61406.6603 | 67547.3263 | 73687.9923 | 79828.6583 | 85969.3244 | 92109.9904 | 98250.6564 | 104391.3224 | 110531.9885 | 116672.6545 | 122813.3205 | 128953.9865 | 135094.6526 | 141235.3186 | 147375.9846 | 153516.6506
First Tranche PPA CAPEX | Fixed formula to purchase PPA assets after right term |  | 0 | 0 | 0 | 0 | 0 | 0 | 0 | 0 | 0 | 0 | 0 | 0 | 0 | 0 | 0 | 0 | 0 | 0 | 0 | 0 | 0 | 0 | 0 | 0 | 0 | 0 | 0
First Tranche Grant CAPEX (before Grant CAPEX fund applied) |  |  | 0 | 0 | 0 | 0 | 0 | 0 | 0 | 0 | 0 | 0 | 0 | 0 | 0 | 0 | 0 | 0 | 0 | 0 | 0 | 0 | 0 | 0 | 0 | 0 | 0 | 0 | 0
First Tranche Debt CAPEX |  |  | 0 | 0 | 156649.6435 | 0 | 0 | 0 | 0 | 0 | 0 | 0 | 0 | 0 | 0 | 0 | 0 | 0 | 0 | 0 | 0 | 0 | 0 | 0 | 0 | 0 | 0 | 0 | 0
First Tranche CAPEX |  |  | 0 | 0 | 156649.6435 | 0 | 0 | 0 | 0 | 0 | 0 | 0 | 0 | 0 | 0 | 0 | 0 | 0 | 0 | 0 | 0 | 0 | 0 | 0 | 0 | 0 | 0 | 0 | 0
Grant funding received | 0 |  | 2027: 46037.25; 2028: 44886.3187; 2029: 43764.1608; 2030: 42670.0567
Year funding received | 1
Interest rate for Grant CAPEX fund | 3%
Interest |  |  | 0 | 0 | 0 | 0 | 0 | 0 | 0 | 0 | 0 | 0 | 0 | 0 | 0 | 0 | 0 | 0 | 0 | 0 | 0 | 0 | 0 | 0 | 0 | 0 | 0 | 0 | 0
Addition to fund |  |  | 0 | 0 | 0 | 0 | 0 | 0 | 0 | 0 | 0 | 0 | 0 | 0 | 0 | 0 | 0 | 0 | 0 | 0 | 0 | 0 | 0 | 0 | 0 | 0 | 0 | 0 | 0
Withdrawal from fund |  |  | 0 | 0 | 0 | 0 | 0 | 0 | 0 | 0 | 0 | 0 | 0 | 0 | 0 | 0 | 0 | 0 | 0 | 0 | 0 | 0 | 0 | 0 | 0 | 0 | 0 | 0 | 0
Remaining fund |  |  | 0 | 0 | 0 | 0 | 0 | 0 | 0 | 0 | 0 | 0 | 0 | 0 | 0 | 0 | 0 | 0 | 0 | 0 | 0 | 0 | 0 | 0 | 0 | 0 | 0 | 0 | 0
IRA Rebate [6-70%] |  |  | 30% | 30% | 30% | 30% | 30% | 30% | 30% | 30% | 30% | 30% | 26% | 22% | 22% | 22% | 22% | 22% | 22% | 22% | 22% | 22% | 22% | 22% | 22% | 22% | 22% | 22% | 22%
Associated Tax Payment |  |  | 0 | 0 | 0 | 46994.893 | 0 | 0 | 0 | 0 | 0 | 0 | 0 | 0 | 0 | 0 | 0 | 0 | 0 | 0 | 0 | 0 | 0 | 0 | 0 | 0 | 0 | 0 | 0
Salvage Value | 2% | % of original cost | 2024: EPRI study shows -$0.083/W
Depreciation Period | 25 | years
Cumulative CAPEX |  |  | 0 | 0 | 156649.6435 | 156649.6435 | 156649.6435 | 156649.6435 | 156649.6435 | 156649.6435 | 156649.6435 | 156649.6435 | 156649.6435 | 156649.6435 | 156649.6435 | 156649.6435 | 156649.6435 | 156649.6435 | 156649.6435 | 156649.6435 | 156649.6435 | 156649.6435 | 156649.6435 | 156649.6435 | 156649.6435 | 156649.6435 | 156649.6435 | 156649.6435 | 156649.6435
Retirements (Before Salvage) |  |  | 0 | 0 | 0 | 0 | 0 | 0 | 0 | 0 | 0 | 0 | 0 | 0 | 0 | 0 | 0 | 0 | 0 | 0 | 0 | 0 | 0 | 0 | 0 | 0 | 0 | 0 | 0
Salvage Account |  |  | 0 | 0 | 3132.9929 | 3132.9929 | 3132.9929 | 3132.9929 | 3132.9929 | 3132.9929 | 3132.9929 | 3132.9929 | 3132.9929 | 3132.9929 | 3132.9929 | 3132.9929 | 3132.9929 | 3132.9929 | 3132.9929 | 3132.9929 | 3132.9929 | 3132.9929 | 3132.9929 | 3132.9929 | 3132.9929 | 3132.9929 | 3132.9929 | 3132.9929 | 3132.9929
Retirements |  |  | 0 | 0 | 0 | 0 | 0 | 0 | 0 | 0 | 0 | 0 | 0 | 0 | 0 | 0 | 0 | 0 | 0 | 0 | 0 | 0 | 0 | 0 | 0 | 0 | 0 | 0 | 0
PV In Service |  |  | 0 | 0 | 156649.6435 | 156649.6435 | 156649.6435 | 156649.6435 | 156649.6435 | 156649.6435 | 156649.6435 | 156649.6435 | 156649.6435 | 156649.6435 | 156649.6435 | 156649.6435 | 156649.6435 | 156649.6435 | 156649.6435 | 156649.6435 | 156649.6435 | 156649.6435 | 156649.6435 | 156649.6435 | 156649.6435 | 156649.6435 | 156649.6435 | 156649.6435 | 156649.6435
Depreciation Expense |  |  | 0 | 0 | 6140.666 | 6140.666 | 6140.666 | 6140.666 | 6140.666 | 6140.666 | 6140.666 | 6140.666 | 6140.666 | 6140.666 | 6140.666 | 6140.666 | 6140.666 | 6140.666 | 6140.666 | 6140.666 | 6140.666 | 6140.666 | 6140.666 | 6140.666 | 6140.666 | 6140.666 | 6140.666 | 6140.666 | 6140.666
Plant Less Depreciation |  |  | 0 | 0 | 150508.9775 | 150508.9775 | 150508.9775 | 150508.9775 | 150508.9775 | 150508.9775 | 150508.9775 | 150508.9775 | 150508.9775 | 150508.9775 | 150508.9775 | 150508.9775 | 150508.9775 | 150508.9775 | 150508.9775 | 150508.9775 | 150508.9775 | 150508.9775 | 150508.9775 | 150508.9775 | 150508.9775 | 150508.9775 | 150508.9775 | 150508.9775 | 150508.9775
Below rows for reference only
PPA Annual CAPEX |  |  | 0 | 0 | 156649.6435 | 0 | 0 | 0 | 0 | 0 | 0 | 0 | 0 | 0 | 0 | 0 | 0 | 0 | 0 | 0 | 0 | 0 | 0 | 0 | 0 | 0 | 0 | 0 | 0
PPA Cumulative CAPEX |  |  | 0 | 0 | 156649.6435 | 156649.6435 | 156649.6435 | 156649.6435 | 156649.6435 | 156649.6435 | 156649.6435 | 156649.6435 | 156649.6435 | 156649.6435 | 156649.6435 | 156649.6435 | 156649.6435 | 156649.6435 | 156649.6435 | 156649.6435 | 156649.6435 | 156649.6435 | 156649.6435 | 156649.6435 | 156649.6435 | 156649.6435 | 156649.6435 | 156649.6435 | 156649.6435
PPA Retirements (Before Salvage) |  |  | 0 | 0 | 0 | 0 | 0 | 0 | 0 | 0 | 0 | 0 | 0 | 0 | 0 | 0 | 0 | 0 | 0 | 0 | 0 | 0 | 0 | 0 | 0 | 0 | 0 | 0 | 0
PPA Salvage Account |  |  | 0 | 0 | 3132.9929 | 3132.9929 | 3132.9929 | 3132.9929 | 3132.9929 | 3132.9929 | 3132.9929 | 3132.9929 | 3132.9929 | 3132.9929 | 3132.9929 | 3132.9929 | 3132.9929 | 3132.9929 | 3132.9929 | 3132.9929 | 3132.9929 | 3132.9929 | 3132.9929 | 3132.9929 | 3132.9929 | 3132.9929 | 3132.9929 | 3132.9929 | 3132.9929
PPA Retirements |  |  | 0 | 0 | 0 | 0 | 0 | 0 | 0 | 0 | 0 | 0 | 0 | 0 | 0 | 0 | 0 | 0 | 0 | 0 | 0 | 0 | 0 | 0 | 0 | 0 | 0 | 0 | 0
PPA PV In Service |  |  | 0 | 0 | 156649.6435 | 156649.6435 | 156649.6435 | 156649.6435 | 156649.6435 | 156649.6435 | 156649.6435 | 156649.6435 | 156649.6435 | 156649.6435 | 156649.6435 | 156649.6435 | 156649.6435 | 156649.6435 | 156649.6435 | 156649.6435 | 156649.6435 | 156649.6435 | 156649.6435 | 156649.6435 | 156649.6435 | 156649.6435 | 156649.6435 | 156649.6435 | 156649.6435
PPA Depreciation Expense |  |  | 0 | 0 | 6140.666 | 6140.666 | 6140.666 | 6140.666 | 6140.666 | 6140.666 | 6140.666 | 6140.666 | 6140.666 | 6140.666 | 6140.666 | 6140.666 | 6140.666 | 6140.666 | 6140.666 | 6140.666 | 6140.666 | 6140.666 | 6140.666 | 6140.666 | 6140.666 | 6140.666 | 6140.666 | 6140.666 | 6140.666
PPA Plant Less Depreciation |  |  | 0 | 0 | 150508.9775 | 150508.9775 | 150508.9775 | 150508.9775 | 150508.9775 | 150508.9775 | 150508.9775 | 150508.9775 | 150508.9775 | 150508.9775 | 150508.9775 | 150508.9775 | 150508.9775 | 150508.9775 | 150508.9775 | 150508.9775 | 150508.9775 | 150508.9775 | 150508.9775 | 150508.9775 | 150508.9775 | 150508.9775 | 150508.9775 | 150508.9775 | 150508.9775
PPA Accumulated Depreciation |  |  | 0 | 0 | 6140.666 | 12281.3321 | 18421.9981 | 24562.6641 | 30703.3301 | 36843.9962 | 42984.6622 | 49125.3282 | 55265.9942 | 61406.6603 | 67547.3263 | 73687.9923 | 79828.6583 | 85969.3244 | 92109.9904 | 98250.6564 | 104391.3224 | 110531.9885 | 116672.6545 | 122813.3205 | 128953.9865 | 135094.6526 | 141235.3186 | 147375.9846 | 153516.6506
Second Tranche PPA CAPEX |  |  | 0 | 0 | 0 | 0 | 0 | 0 | 0 | 0 | 0 | 0 | 0 | 0 | 0 | 0 | 0 | 0 | 0 | 0 | 0 | 0 | 0 | 0 | 0 | 0 | 0 | 0 | 0
Second Tranche Grant CAPEX (before Grant CAPEX fund applied) |  |  | 0 | 0 | 0 | 0 | 0 | 0 | 0 | 0 | 0 | 0 | 0 | 0 | 0 | 0 | 0 | 0 | 0 | 0 | 0 | 0 | 0 | 0 | 0 | 0 | 0 | 0 | 0
Second Tranche Debt CAPEX |  |  | 0 | 0 | 0 | 0 | 0 | 0 | 0 | 0 | 0 | 0 | 0 | 0 | 0 | 0 | 0 | 0 | 0 | 0 | 0 | 0 | 0 | 0 | 0 | 0 | 0 | 0 | 0
Second Tranche CAPEX |  |  | 0 | 0 | 0 | 0 | 0 | 0 | 0 | 0 | 0 | 0 | 0 | 0 | 0 | 0 | 0 | 0 | 0 | 0 | 0 | 0 | 0 | 0 | 0 | 0 | 0 | 0 | 0
Grant funding received | 0
Year funding received | 1
Interest rate for Grant CAPEX fund | 3%
Interest |  |  | 0 | 0 | 0 | 0 | 0 | 0 | 0 | 0 | 0 | 0 | 0 | 0 | 0 | 0 | 0 | 0 | 0 | 0 | 0 | 0 | 0 | 0 | 0 | 0 | 0 | 0 | 0
Addition to fund |  |  | 0 | 0 | 0 | 0 | 0 | 0 | 0 | 0 | 0 | 0 | 0 | 0 | 0 | 0 | 0 | 0 | 0 | 0 | 0 | 0 | 0 | 0 | 0 | 0 | 0 | 0 | 0
Withdrawal from fund |  |  | 0 | 0 | 0 | 0 | 0 | 0 | 0 | 0 | 0 | 0 | 0 | 0 | 0 | 0 | 0 | 0 | 0 | 0 | 0 | 0 | 0 | 0 | 0 | 0 | 0 | 0 | 0
Remaining funds |  |  | 0 | 0 | 0 | 0 | 0 | 0 | 0 | 0 | 0 | 0 | 0 | 0 | 0 | 0 | 0 | 0 | 0 | 0 | 0 | 0 | 0 | 0 | 0 | 0 | 0 | 0 | 0
IRA Rebate [6-70%] |  |  | 30% | 30% | 30% | 30% | 30% | 30% | 30% | 30% | 30% | 30% | 26% | 22% | 22% | 22% | 22% | 22% | 22% | 22% | 22% | 22% | 22% | 22% | 22% | 22% | 22% | 22% | 22%
Associated Tax Payment |  |  | 0 | 0 | 0 | 0 | 0 | 0 | 0 | 0 | 0 | 0 | 0 | 0 | 0 | 0 | 0 | 0 | 0 | 0 | 0 | 0 | 0 | 0 | 0 | 0 | 0 | 0 | 0
Salvage Value | 2% | % of original cost
Depreciation Period | 25 | years
Cumulative CAPEX |  |  | 0 | 0 | 0 | 0 | 0 | 0 | 0 | 0 | 0 | 0 | 0 | 0 | 0 | 0 | 0 | 0 | 0 | 0 | 0 | 0 | 0 | 0 | 0 | 0 | 0 | 0 | 0
Retirements (Before Salvage) |  |  | 0 | 0 | 0 | 0 | 0 | 0 | 0 | 0 | 0 | 0 | 0 | 0 | 0 | 0 | 0 | 0 | 0 | 0 | 0 | 0 | 0 | 0 | 0 | 0 | 0 | 0 | 0
Salvage Account |  |  | 0 | 0 | 0 | 0 | 0 | 0 | 0 | 0 | 0 | 0 | 0 | 0 | 0 | 0 | 0 | 0 | 0 | 0 | 0 | 0 | 0 | 0 | 0 | 0 | 0 | 0 | 0
Retirements |  |  | 0 | 0 | 0 | 0 | 0 | 0 | 0 | 0 | 0 | 0 | 0 | 0 | 0 | 0 | 0 | 0 | 0 | 0 | 0 | 0 | 0 | 0 | 0 | 0 | 0 | 0 | 0
PV In Service |  |  | 0 | 0 | 0 | 0 | 0 | 0 | 0 | 0 | 0 | 0 | 0 | 0 | 0 | 0 | 0 | 0 | 0 | 0 | 0 | 0 | 0 | 0 | 0 | 0 | 0 | 0 | 0
Depreciation Expense |  |  | 0 | 0 | 0 | 0 | 0 | 0 | 0 | 0 | 0 | 0 | 0 | 0 | 0 | 0 | 0 | 0 | 0 | 0 | 0 | 0 | 0 | 0 | 0 | 0 | 0 | 0 | 0
Plant Less Depreciation |  |  | 0 | 0 | 0 | 0 | 0 | 0 | 0 | 0 | 0 | 0 | 0 | 0 | 0 | 0 | 0 | 0 | 0 | 0 | 0 | 0 | 0 | 0 | 0 | 0 | 0 | 0 | 0
Below rows for reference only
PPA Annual CAPEX |  |  | 0 | 0 | 0 | 0 | 0 | 0 | 0 | 0 | 0 | 0 | 0 | 0 | 0 | 0 | 0 | 0 | 0 | 0 | 0 | 0 | 0 | 0 | 0 | 0 | 0 | 0 | 0
PPA Cumulative CAPEX |  |  | 0 | 0 | 0 | 0 | 0 | 0 | 0 | 0 | 0 | 0 | 0 | 0 | 0 | 0 | 0 | 0 | 0 | 0 | 0 | 0 | 0 | 0 | 0 | 0 | 0 | 0 | 0
PPA Retirements (Before Salvage) |  |  | 0 | 0 | 0 | 0 | 0 | 0 | 0 | 0 | 0 | 0 | 0 | 0 | 0 | 0 | 0 | 0 | 0 | 0 | 0 | 0 | 0 | 0 | 0 | 0 | 0 | 0 | 0
PPA Salvage Account |  |  | 0 | 0 | 0 | 0 | 0 | 0 | 0 | 0 | 0 | 0 | 0 | 0 | 0 | 0 | 0 | 0 | 0 | 0 | 0 | 0 | 0 | 0 | 0 | 0 | 0 | 0 | 0
PPA Retirements |  |  | 0 | 0 | 0 | 0 | 0 | 0 | 0 | 0 | 0 | 0 | 0 | 0 | 0 | 0 | 0 | 0 | 0 | 0 | 0 | 0 | 0 | 0 | 0 | 0 | 0 | 0 | 0
PPA PV In Service |  |  | 0 | 0 | 0 | 0 | 0 | 0 | 0 | 0 | 0 | 0 | 0 | 0 | 0 | 0 | 0 | 0 | 0 | 0 | 0 | 0 | 0 | 0 | 0 | 0 | 0 | 0 | 0
Depreciation Expense (PPA) |  |  | 0 | 0 | 0 | 0 | 0 | 0 | 0 | 0 | 0 | 0 | 0 | 0 | 0 | 0 | 0 | 0 | 0 | 0 | 0 | 0 | 0 | 0 | 0 | 0 | 0 | 0 | 0
Plant Less Depreciation (PPA) |  |  | 0 | 0 | 0 | 0 | 0 | 0 | 0 | 0 | 0 | 0 | 0 | 0 | 0 | 0 | 0 | 0 | 0 | 0 | 0 | 0 | 0 | 0 | 0 | 0 | 0 | 0 | 0
PPA Accumulated Depreciation |  |  | 0 | 0 | 0 | 0 | 0 | 0 | 0 | 0 | 0 | 0 | 0 | 0 | 0 | 0 | 0 | 0 | 0 | 0 | 0 | 0 | 0 | 0 | 0 | 0 | 0 | 0 | 0
Third Tranche PPA CAPEX |  |  | 0 | 0 | 0 | 0 | 0 | 0 | 0 | 0 | 0 | 0 | 0 | 0 | 0 | 0 | 0 | 0 | 0 | 0 | 0 | 0 | 0 | 0 | 0 | 0 | 0 | 0 | 0
Third Tranche Grant CAPEX (before Grant CAPEX fund applied) |  |  | 0 | 0 | 0 | 0 | 0 | 0 | 0 | 0 | 0 | 0 | 0 | 0 | 0 | 0 | 0 | 0 | 0 | 0 | 0 | 0 | 0 | 0 | 0 | 0 | 0 | 0 | 0
Third Tranche Debt CAPEX |  |  | 0 | 0 | 0 | 0 | 0 | 0 | 0 | 0 | 0 | 0 | 0 | 0 | 0 | 0 | 0 | 0 | 0 | 0 | 0 | 0 | 0 | 0 | 0 | 0 | 0 | 0 | 0
Third Tranche CAPEX |  |  | 0 | 0 | 0 | 0 | 0 | 0 | 0 | 0 | 0 | 0 | 0 | 0 | 0 | 0 | 0 | 0 | 0 | 0 | 0 | 0 | 0 | 0 | 0 | 0 | 0 | 0 | 0
Grant funding received | 0
Year funding received | 1
Interest rate for Grant CAPEX fund | 3%
Interest |  |  | 0 | 0 | 0 | 0 | 0 | 0 | 0 | 0 | 0 | 0 | 0 | 0 | 0 | 0 | 0 | 0 | 0 | 0 | 0 | 0 | 0 | 0 | 0 | 0 | 0 | 0 | 0
Addition to fund |  |  | 0 | 0 | 0 | 0 | 0 | 0 | 0 | 0 | 0 | 0 | 0 | 0 | 0 | 0 | 0 | 0 | 0 | 0 | 0 | 0 | 0 | 0 | 0 | 0 | 0 | 0 | 0
Withdrawal from fund |  |  | 0 | 0 | 0 | 0 | 0 | 0 | 0 | 0 | 0 | 0 | 0 | 0 | 0 | 0 | 0 | 0 | 0 | 0 | 0 | 0 | 0 | 0 | 0 | 0 | 0 | 0 | 0
Remaining funds |  |  | 0 | 0 | 0 | 0 | 0 | 0 | 0 | 0 | 0 | 0 | 0 | 0 | 0 | 0 | 0 | 0 | 0 | 0 | 0 | 0 | 0 | 0 | 0 | 0 | 0 | 0 | 0
IRA Rebate [6-70%] |  |  | 30% | 30% | 30% | 30% | 30% | 30% | 30% | 30% | 30% | 30% | 26% | 22% | 22% | 22% | 22% | 22% | 22% | 22% | 22% | 22% | 22% | 22% | 22% | 22% | 22% | 22% | 22%
Associated Tax Payment |  |  | 0 | 0 | 0 | 0 | 0 | 0 | 0 | 0 | 0 | 0 | 0 | 0 | 0 | 0 | 0 | 0 | 0 | 0 | 0 | 0 | 0 | 0 | 0 | 0 | 0 | 0 | 0
Salvage Value | 2% | % of original cost
Depreciation Period | 25 | years
Cumulative CAPEX |  |  | 0 | 0 | 0 | 0 | 0 | 0 | 0 | 0 | 0 | 0 | 0 | 0 | 0 | 0 | 0 | 0 | 0 | 0 | 0 | 0 | 0 | 0 | 0 | 0 | 0 | 0 | 0
Retirements (Before Salvage) |  |  | 0 | 0 | 0 | 0 | 0 | 0 | 0 | 0 | 0 | 0 | 0 | 0 | 0 | 0 | 0 | 0 | 0 | 0 | 0 | 0 | 0 | 0 | 0 | 0 | 0 | 0 | 0
Salvage Account |  |  | 0 | 0 | 0 | 0 | 0 | 0 | 0 | 0 | 0 | 0 | 0 | 0 | 0 | 0 | 0 | 0 | 0 | 0 | 0 | 0 | 0 | 0 | 0 | 0 | 0 | 0 | 0
Retirements |  |  | 0 | 0 | 0 | 0 | 0 | 0 | 0 | 0 | 0 | 0 | 0 | 0 | 0 | 0 | 0 | 0 | 0 | 0 | 0 | 0 | 0 | 0 | 0 | 0 | 0 | 0 | 0
PV In Service |  |  | 0 | 0 | 0 | 0 | 0 | 0 | 0 | 0 | 0 | 0 | 0 | 0 | 0 | 0 | 0 | 0 | 0 | 0 | 0 | 0 | 0 | 0 | 0 | 0 | 0 | 0 | 0
Depreciation Expense |  |  | 0 | 0 | 0 | 0 | 0 | 0 | 0 | 0 | 0 | 0 | 0 | 0 | 0 | 0 | 0 | 0 | 0 | 0 | 0 | 0 | 0 | 0 | 0 | 0 | 0 | 0 | 0
Plant Less Depreciation |  |  | 0 | 0 | 0 | 0 | 0 | 0 | 0 | 0 | 0 | 0 | 0 | 0 | 0 | 0 | 0 | 0 | 0 | 0 | 0 | 0 | 0 | 0 | 0 | 0 | 0 | 0 | 0
Below rows for reference only
PPA Annual CAPEX |  |  | 0 | 0 | 0 | 0 | 0 | 0 | 0 | 0 | 0 | 0 | 0 | 0 | 0 | 0 | 0 | 0 | 0 | 0 | 0 | 0 | 0 | 0 | 0 | 0 | 0 | 0 | 0
PPA Cumulative CAPEX |  |  | 0 | 0 | 0 | 0 | 0 | 0 | 0 | 0 | 0 | 0 | 0 | 0 | 0 | 0 | 0 | 0 | 0 | 0 | 0 | 0 | 0 | 0 | 0 | 0 | 0 | 0 | 0
PPA Retirements (Before Salvage) |  |  | 0 | 0 | 0 | 0 | 0 | 0 | 0 | 0 | 0 | 0 | 0 | 0 | 0 | 0 | 0 | 0 | 0 | 0 | 0 | 0 | 0 | 0 | 0 | 0 | 0 | 0 | 0
PPA Salvage Account |  |  | 0 | 0 | 0 | 0 | 0 | 0 | 0 | 0 | 0 | 0 | 0 | 0 | 0 | 0 | 0 | 0 | 0 | 0 | 0 | 0 | 0 | 0 | 0 | 0 | 0 | 0 | 0
PPA Retirements |  |  | 0 | 0 | 0 | 0 | 0 | 0 | 0 | 0 | 0 | 0 | 0 | 0 | 0 | 0 | 0 | 0 | 0 | 0 | 0 | 0 | 0 | 0 | 0 | 0 | 0 | 0 | 0
PPA PV In Service |  |  | 0 | 0 | 0 | 0 | 0 | 0 | 0 | 0 | 0 | 0 | 0 | 0 | 0 | 0 | 0 | 0 | 0 | 0 | 0 | 0 | 0 | 0 | 0 | 0 | 0 | 0 | 0
Depreciation Expense (PPA) |  |  | 0 | 0 | 0 | 0 | 0 | 0 | 0 | 0 | 0 | 0 | 0 | 0 | 0 | 0 | 0 | 0 | 0 | 0 | 0 | 0 | 0 | 0 | 0 | 0 | 0 | 0 | 0
Plant Less Depreciation (PPA) |  |  | 0 | 0 | 0 | 0 | 0 | 0 | 0 | 0 | 0 | 0 | 0 | 0 | 0 | 0 | 0 | 0 | 0 | 0 | 0 | 0 | 0 | 0 | 0 | 0 | 0 | 0 | 0
PPA Accumulated Depreciation |  |  | 0 | 0 | 0 | 0 | 0 | 0 | 0 | 0 | 0 | 0 | 0 | 0 | 0 | 0 | 0 | 0 | 0 | 0 | 0 | 0 | 0 | 0 | 0 | 0 | 0 | 0 | 0
Reserved for future potential (e.g. G Heat Pump) |  |  | 0 | 0 | 0 | 0 | 0 | 0 | 0 | 0 | 0 | 0 | 0 | 0 | 0 | 0 | 0 | 0 | 0 | 0 | 0 | 0 | 0 | 0 | 0
IRA Rebate
Associated Tax Payment
Cumulative CAPEX |  |  | 0 | 0 | 0 | 0 | 0 | 0 | 0 | 0 | 0 | 0 | 0 | 0 | 0 | 0 | 0 | 0 | 0 | 0 | 0 | 0 | 0 | 0 | 0 | 0 | 0 | 0 | 0
Retirements (Before Salvage) |  |  | 0 | 0 | 0 | 0 | 0 | 0 | 0 | 0 | 0 | 0 | 0 | 0 | 0 | 0 | 0 | 0 | 0 | 0 | 0 | 0 | 0 | 0 | 0 | 0 | 0 | 0 | 0
Salvage Account |  |  | 0 | 0 | 0 | 0 | 0 | 0 | 0 | 0 | 0 | 0 | 0 | 0 | 0 | 0 | 0 | 0 | 0 | 0 | 0 | 0 | 0 | 0 | 0 | 0 | 0 | 0 | 0
Retirements |  |  | 0 | 0 | 0 | 0 | 0 | 0 | 0 | 0 | 0 | 0 | 0 | 0 | 0 | 0 | 0 | 0 | 0 | 0 | 0 | 0 | 0 | 0 | 0 | 0 | 0 | 0 | 0
Heat Pumps In Service |  |  | 0 | 0 | 0 | 0 | 0 | 0 | 0 | 0 | 0 | 0 | 0 | 0 | 0 | 0 | 0 | 0 | 0 | 0 | 0 | 0 | 0 | 0 | 0 | 0 | 0 | 0 | 0
Salvage Value | 2% | % of original cost
Depreciation Period | 25 | years
Depreciation Expense |  |  | 0 | 0 | 0 | 0 | 0 | 0 | 0 | 0 | 0 | 0 | 0 | 0 | 0 | 0 | 0 | 0 | 0 | 0 | 0 | 0 | 0 | 0 | 0 | 0 | 0 | 0 | 0
Note on A19: [Threaded comment] Your version of Excel allows you to read this threaded comment; however, any edits to it will get removed if the file is opened in a newer version of Excel. Learn more: https://go.microsoft.com/fwlink/?linkid=870924 Comment: Might need to fix this formula to allow for the use of the grant money Reply: Formula should use all money when needed, not if is in excess of debt incurred only
Note on A20: [Threaded comment] Your version of Excel allows you to read this threaded comment; however, any edits to it will get removed if the file is opened in a newer version of Excel. Learn more: https://go.microsoft.com/fwlink/?linkid=870924 Comment: How is this being applied ?

## OpEx
Enterprise OpEx Costs
Ann Arbor - SEU Operating Costs
|  | All Values in ($'000s) | Year
|  |  | 2024 | 2025 | 2026 | 2027 | 2028 | 2029 | 2030 | 2031 | 2032 | 2033 | 2034 | 2035 | 2036 | 2037 | 2038 | 2039 | 2040 | 2041 | 2042 | 2043 | 2044 | 2045 | 2046 | 2047 | 2048 | 2049 | 2050
| TOTAL ENTERPRISE OPEX |  | 0 | 0 | 2613.7649 | 2665.063 | 2717.4383 | 2770.9135 | 2825.5117 | 2881.2565 | 2938.1718 | 2996.2825 | 3055.6134 | 3116.1903 | 3178.0393 | 3241.1871 | 3305.661 | 3371.4889 | 3438.6992 | 3507.3208 | 3577.3836 | 3648.9176 | 3721.9539 | 3796.5239 | 3872.6599 | 3950.3948 | 4029.7621 | 4110.7961 | 4193.5318
| STARTUP SUBTOTAL |  | 0 | 0 | 0 | 0 | 0 | 0 | 0 | 0 | 0 | 0 | 0 | 0 | 0 | 0 | 0 | 0 | 0 | 0 | 0 | 0 | 0 | 0 | 0 | 0 | 0 | 0 | 0
| OPERATIONAL COSTS SUBTOTAL |  | 0 | 0 | 2613.7649 | 2665.063 | 2717.4383 | 2770.9135 | 2825.5117 | 2881.2565 | 2938.1718 | 2996.2825 | 3055.6134 | 3116.1903 | 3178.0393 | 3241.1871 | 3305.661 | 3371.4889 | 3438.6992 | 3507.3208 | 3577.3836 | 3648.9176 | 3721.9539 | 3796.5239 | 3872.6599 | 3950.3948 | 4029.7621 | 4110.7961 | 4193.5318
| TRANCHE 1 SUBTOTAL |  | 0 | 0 | 2613.7649 | 2665.063 | 2717.4383 | 2770.9135 | 2825.5117 | 2881.2565 | 2938.1718 | 2996.2825 | 3055.6134 | 3116.1903 | 3178.0393 | 3241.1871 | 3305.661 | 3371.4889 | 3438.6992 | 3507.3208 | 3577.3836 | 3648.9176 | 3721.9539 | 3796.5239 | 3872.6599 | 3950.3948 | 4029.7621 | 4110.7961 | 4193.5318
| TRANCHE 2 SUBTOTAL |  | 0 | 0 | 0 | 0 | 0 | 0 | 0 | 0 | 0 | 0 | 0 | 0 | 0 | 0 | 0 | 0 | 0 | 0 | 0 | 0 | 0 | 0 | 0 | 0 | 0 | 0 | 0
| TRANCHE 3 SUBTOTAL |  | 0 | 0 | 0 | 0 | 0 | 0 | 0 | 0 | 0 | 0 | 0 | 0 | 0 | 0 | 0 | 0 | 0 | 0 | 0 | 0 | 0 | 0 | 0 | 0 | 0 | 0 | 0
| Reference Line Subtotal - All PPA Payments to TPOs |  | 0 | 0 | 0 | 0 | 0 | 0 | 0 | 0 | 0 | 0 | 0 | 0 | 0 | 0 | 0 | 0 | 0 | 0 | 0 | 0 | 0 | 0 | 0 | 0 | 0 | 0 | 0
Reference Line Subtotal - Placeholder All Equipment Operating Reserves
| Expense (after withdrawal from Grant OPEX Fund) |  | 0 | 0 | 2613.7649 | 2665.063 | 2717.4383 | 2770.9135 | 2825.5117 | 2881.2565 | 2938.1718 | 2996.2825 | 3055.6134 | 3116.1903 | 3178.0393 | 3241.1871 | 3305.661 | 3371.4889 | 3438.6992 | 3507.3208 | 3577.3836 | 3648.9176 | 3721.9539 | 3796.5239 | 3872.6599 | 3950.3948 | 4029.7621 | 4110.7961 | 4193.5318
| Addition to Grant OPEX Fund |  | 0 | 0 | 0 | 0 | 0 | 0 | 0 | 0 | 0 | 0 | 0 | 0 | 0 | 0 | 0 | 0 | 0 | 0 | 0 | 0 | 0 | 0 | 0 | 0 | 0 | 0 | 0
| Interest Rate for Grant OPEX Fund | 3%
| Interest |  | 0 | 0 | 0 | 0 | 0 | 0 | 0 | 0 | 0 | 0 | 0 | 0 | 0 | 0 | 0 | 0 | 0 | 0 | 0 | 0 | 0 | 0 | 0 | 0 | 0 | 0 | 0
| Withdrawal from Grant OPEX Fund |  | 0 | 0 | 0 | 0 | 0 | 0 | 0 | 0 | 0 | 0 | 0 | 0 | 0 | 0 | 0 | 0 | 0 | 0 | 0 | 0 | 0 | 0 | 0 | 0 | 0 | 0 | 0
| Remaining fund |  | 0 | 0 | 0 | 0 | 0 | 0 | 0 | 0 | 0 | 0 | 0 | 0 | 0 | 0 | 0 | 0 | 0 | 0 | 0 | 0 | 0 | 0 | 0 | 0 | 0 | 0 | 0
STARTUP COSTS
| Regulatory, Professional Services |  | 0 | 0 | 0 | 0 | 0 | 0 | 0 | 0 | 0 | 0 | 0 | 0 | 0 | 0 | 0 | 0 | 0 | 0 | 0 | 0 | 0 | 0 | 0 | 0 | 0 | 0 | 0 | Initial assumption is 30% the NewGen assumption for MUNI startup
| Equipment/Systems/WC |  | 0 | 0 | 0 | 0 | 0 | 0 | 0 | 0 | 0 | 0 | 0 | 0 | 0 | 0 | 0 | 0 | 0 | 0 | 0 | 0 | 0 | 0 | 0 | 0 | 0 | 0 | 0 | Initial assumption is 20% the NewGen assumption for MUNI startup
| Subtotal |  | 0 | 0 | 0 | 0 | 0 | 0 | 0 | 0 | 0 | 0 | 0 | 0 | 0 | 0 | 0 | 0 | 0 | 0 | 0 | 0 | 0 | 0 | 0 | 0 | 0 | 0 | 0
OPERATIONAL COSTS
| PHASE 1: INDEPENDENT PV AND PVS |  | 2024 | 2025 | 2026 | 2027 | 2028 | 2029 | 2030 | 2031 | 2032 | 2033 | 2034 | 2035 | 2036 | 2037 | 2038 | 2039 | 2040 | 2041 | 2042 | 2043 | 2044 | 2045 | 2046 | 2047 | 2048 | 2049 | 2050
(0) Not Financed, (1) SEU Owned, (2) TPO PPA
| Tranche 1 | Option (by year) | 0 | 0 | 1 | 1 | 1 | 1 | 1 | 1 | 1 | 1 | 1 | 1 | 1 | 1 | 1 | 1 | 1 | 1 | 1 | 1 | 1 | 1 | 1 | 1 | 1 | 1 | 1
General and Administrative Costs
| Option 1: Modified NREL PV Industry Benchmark (SEU Owned) |  | 0 | 0 | 706.8913 | 718.145 | 729.6351 | 741.3664 | 753.3441 | 765.5733 | 778.0594 | 790.8076 | 803.8236 | 817.1129 | 830.6812 | 844.5345 | 858.6788 | 873.12 | 887.8645 | 902.9187 | 918.289 | 933.982 | 950.0047 | 966.3638 | 983.0664 | 1000.1198 | 1017.5313 | 1035.3085 | 1053.4589
| Option 2: Modified NREL PV Industry Benchmark (TPO) |  | 0 | 0 | 0 | 0 | 0 | 0 | 0 | 0 | 0 | 0 | 0 | 0 | 0 | 0 | 0 | 0 | 0 | 0 | 0 | 0 | 0 | 0 | 0 | 0 | 0 | 0 | 0
| Option 3: Modified NewGen Utility Benchmark |  | 0 | 0 | 250.7863 | 249.5323 | 248.2847 | 247.0432 | 245.808 | 244.579 | 243.3561 | 242.1393 | 240.9286 | 239.724 | 238.5253 | 237.3327 | 236.1461 | 234.9653 | 233.7905 | 232.6215 | 231.4584 | 230.3011 | 229.1496 | 228.0039 | 226.8639 | 225.7296 | 224.6009 | 223.4779 | 222.3605
| Option 4: Spare A2 Future Full Buildout (SEU Owned or TPO) |  | 0 | 0 | 0 | 0 | 0 | 0 | 0 | 0 | 0 | 0 | 0 | 0 | 0 | 0 | 0 | 0 | 0 | 0 | 0 | 0 | 0 | 0 | 0 | 0 | 0 | 0 | 0
| Subtotal - Set subtotal to equal one Option |  | 0 | 0 | 706.8913 | 718.145 | 729.6351 | 741.3664 | 753.3441 | 765.5733 | 778.0594 | 790.8076 | 803.8236 | 817.1129 | 830.6812 | 844.5345 | 858.6788 | 873.12 | 887.8645 | 902.9187 | 918.289 | 933.982 | 950.0047 | 966.3638 | 983.0664 | 1000.1198 | 1017.5313 | 1035.3085 | 1053.4589
Customer O&M
| Option 1: Modified NREL PV Industry Benchmark (SEU Owned) |  | 0 | 0 | 1587.574 | 1620.913 | 1654.9522 | 1689.7062 | 1725.19 | 1761.419 | 1798.4088 | 1836.1754 | 1874.7351 | 1914.1045 | 1954.3007 | 1995.341 | 2037.2432 | 2080.0253 | 2123.7058 | 2168.3036 | 2213.838 | 2260.3286 | 2307.7955 | 2356.2592 | 2405.7407 | 2456.2612 | 2507.8427 | 2560.5074 | 2614.2781
| Option 2: Modified NREL PV Industry Benchmark (TPO) |  | 0 | 0 | 0 | 0 | 0 | 0 | 0 | 0 | 0 | 0 | 0 | 0 | 0 | 0 | 0 | 0 | 0 | 0 | 0 | 0 | 0 | 0 | 0 | 0 | 0 | 0 | 0
| Option 3: Modified NewGen Utility Benchmark |  | 0 | 0 | 250.7863 | 249.5323 | 248.2847 | 247.0432 | 245.808 | 244.579 | 243.3561 | 242.1393 | 240.9286 | 239.724 | 238.5253 | 237.3327 | 236.1461 | 234.9653 | 233.7905 | 232.6215 | 231.4584 | 230.3011 | 229.1496 | 228.0039 | 226.8639 | 225.7296 | 224.6009 | 223.4779 | 222.3605
| Option 4: Spare A2 Future Full Buildout (SEU Owned or TPO) |  | 0 | 0 | 0 | 0 | 0 | 0 | 0 | 0 | 0 | 0 | 0 | 0 | 0 | 0 | 0 | 0 | 0 | 0 | 0 | 0 | 0 | 0 | 0 | 0 | 0 | 0 | 0
| Subtotal - Set subtotal to equal one Option |  | 0 | 0 | 1587.574 | 1620.913 | 1654.9522 | 1689.7062 | 1725.19 | 1761.419 | 1798.4088 | 1836.1754 | 1874.7351 | 1914.1045 | 1954.3007 | 1995.341 | 2037.2432 | 2080.0253 | 2123.7058 | 2168.3036 | 2213.838 | 2260.3286 | 2307.7955 | 2356.2592 | 2405.7407 | 2456.2612 | 2507.8427 | 2560.5074 | 2614.2781
Distribution O&M
| Option 1: Zero for Phase 1 unless Telecom subscription costs |  | 0 | 0 | 0 | 0 | 0 | 0 | 0 | 0 | 0 | 0 | 0 | 0 | 0 | 0 | 0 | 0 | 0 | 0 | 0 | 0 | 0 | 0 | 0 | 0 | 0 | 0 | 0
| Option 2: SEU TPO PPA Payments |  | 0 | 0 | 8789.7992 | 8877.038 | 8965.1426 | 9054.1216 | 9143.9838 | 9234.7378 | 9326.3926 | 9418.957 | 9512.4402 | 9606.8511 | 9702.1991 | 9798.4935 | 9895.7435 | 9993.9588 | 10093.1488 | 10193.3233 | 10294.492 | 10396.6649 | 10499.8518 | 10604.0628 | 10709.3081 | 10815.598 | 10922.9428 | 11031.353 | 11140.8392
| Option 3: Modified NewGen Utility Benchmark |  | 0 | 0 | 82.0755 | 81.6651 | 81.2568 | 80.8505 | 80.4463 | 80.044 | 79.6438 | 79.2456 | 78.8494 | 78.4551 | 78.0628 | 77.6725 | 77.2842 | 76.8977 | 76.5133 | 76.1307 | 75.75 | 75.3713 | 74.9944 | 74.6195 | 74.2464 | 73.8751 | 73.5058 | 73.1382 | 72.7725
| Option 4: Spare A2 Future Full Buildout (SEU Owned or TPO) |  | 0 | 0 | 0 | 0 | 0 | 0 | 0 | 0 | 0 | 0 | 0 | 0 | 0 | 0 | 0 | 0 | 0 | 0 | 0 | 0 | 0 | 0 | 0 | 0 | 0 | 0 | 0
| Subtotal - Set subtotal to equal one Option and specify Option |  | 0 | 0 | 0 | 0 | 0 | 0 | 0 | 0 | 0 | 0 | 0 | 0 | 0 | 0 | 0 | 0 | 0 | 0 | 0 | 0 | 0 | 0 | 0 | 0 | 0 | 0 | 0
| Tranche 1 Total | Program costs added here (all Finance options) | 0 | 0 | 2613.7649 | 2665.063 | 2717.4383 | 2770.9135 | 2825.5117 | 2881.2565 | 2938.1718 | 2996.2825 | 3055.6134 | 3116.1903 | 3178.0393 | 3241.1871 | 3305.661 | 3371.4889 | 3438.6992 | 3507.3208 | 3577.3836 | 3648.9176 | 3721.9539 | 3796.5239 | 3872.6599 | 3950.3948 | 4029.7621 | 4110.7961 | 4193.5318
(0) Not Financed, (1) SEU Owned, (2) TPO PPA
| Tranche 2 | Option (by year) | 0 | 0 | 0 | 0 | 0 | 0 | 0 | 0 | 0 | 0 | 0 | 0 | 0 | 0 | 0 | 0 | 0 | 0 | 0 | 0 | 0 | 0 | 0 | 0 | 0 | 0 | 0
General and Administrative Costs
| Option 1: Modified NREL PV Industry Benchmark (SEU Owned) |  | 0 | 0 | 0 | 0 | 0 | 0 | 0 | 0 | 0 | 0 | 0 | 0 | 0 | 0 | 0 | 0 | 0 | 0 | 0 | 0 | 0 | 0 | 0 | 0 | 0 | 0 | 0
| Option 2: Modified NREL PV Industry Benchmark (TPO) |  | 0 | 0 | 0 | 0 | 0 | 0 | 0 | 0 | 0 | 0 | 0 | 0 | 0 | 0 | 0 | 0 | 0 | 0 | 0 | 0 | 0 | 0 | 0 | 0 | 0 | 0 | 0
| Option 3: Modified NewGen Utility Benchmark |  | 0 | 0 | 0 | 0 | 0 | 0 | 0 | 0 | 0 | 0 | 0 | 0 | 0 | 0 | 0 | 0 | 0 | 0 | 0 | 0 | 0 | 0 | 0 | 0 | 0 | 0 | 0
| Option 4: Spare A2 Future Full Buildout (SEU Owned or TPO) |  | 0 | 0 | 0 | 0 | 0 | 0 | 0 | 0 | 0 | 0 | 0 | 0 | 0 | 0 | 0 | 0 | 0 | 0 | 0 | 0 | 0 | 0 | 0 | 0 | 0 | 0 | 0
| Subtotal - Set subtotal to equal one Option |  | 0 | 0 | 0 | 0 | 0 | 0 | 0 | 0 | 0 | 0 | 0 | 0 | 0 | 0 | 0 | 0 | 0 | 0 | 0 | 0 | 0 | 0 | 0 | 0 | 0 | 0 | 0
Customer O&M
| Option 1: Modified NREL PV Industry Benchmark (SEU Owned) |  | 0 | 0 | 0 | 0 | 0 | 0 | 0 | 0 | 0 | 0 | 0 | 0 | 0 | 0 | 0 | 0 | 0 | 0 | 0 | 0 | 0 | 0 | 0 | 0 | 0 | 0 | 0
| Option 2: Modified NREL PV Industry Benchmark (TPO) |  | 0 | 0 | 0 | 0 | 0 | 0 | 0 | 0 | 0 | 0 | 0 | 0 | 0 | 0 | 0 | 0 | 0 | 0 | 0 | 0 | 0 | 0 | 0 | 0 | 0 | 0 | 0
| Option 3: Modified NewGen Utility Benchmark |  | 0 | 0 | 0 | 0 | 0 | 0 | 0 | 0 | 0 | 0 | 0 | 0 | 0 | 0 | 0 | 0 | 0 | 0 | 0 | 0 | 0 | 0 | 0 | 0 | 0 | 0 | 0
| Option 4: Spare A2 Future Full Buildout (SEU Owned or TPO) |  | 0 | 0 | 0 | 0 | 0 | 0 | 0 | 0 | 0 | 0 | 0 | 0 | 0 | 0 | 0 | 0 | 0 | 0 | 0 | 0 | 0 | 0 | 0 | 0 | 0 | 0 | 0
| Subtotal - Set subtotal to equal one Option |  | 0 | 0 | 0 | 0 | 0 | 0 | 0 | 0 | 0 | 0 | 0 | 0 | 0 | 0 | 0 | 0 | 0 | 0 | 0 | 0 | 0 | 0 | 0 | 0 | 0 | 0 | 0
Distribution O&M
| Option 1: Zero for Phase 1 unless Telecom subscription costs |  | 0 | 0 | 0 | 0 | 0 | 0 | 0 | 0 | 0 | 0 | 0 | 0 | 0 | 0 | 0 | 0 | 0 | 0 | 0 | 0 | 0 | 0 | 0 | 0 | 0 | 0 | 0
| Option 2: SEU TPO PPA Payments |  | 0 | 0 | 0 | 0 | 0 | 0 | 0 | 0 | 0 | 0 | 0 | 0 | 0 | 0 | 0 | 0 | 0 | 0 | 0 | 0 | 0 | 0 | 0 | 0 | 0 | 0 | 0
| Option 3: Modified NewGen Utility Benchmark |  | 0 | 0 | 0 | 0 | 0 | 0 | 0 | 0 | 0 | 0 | 0 | 0 | 0 | 0 | 0 | 0 | 0 | 0 | 0 | 0 | 0 | 0 | 0 | 0 | 0 | 0 | 0
| Option 4: Spare A2 Future Full Buildout (SEU Owned or TPO) |  | 0 | 0 | 0 | 0 | 0 | 0 | 0 | 0 | 0 | 0 | 0 | 0 | 0 | 0 | 0 | 0 | 0 | 0 | 0 | 0 | 0 | 0 | 0 | 0 | 0 | 0 | 0
| Subtotal - Set subtotal to equal one Option |  | 0 | 0 | 0 | 0 | 0 | 0 | 0 | 0 | 0 | 0 | 0 | 0 | 0 | 0 | 0 | 0 | 0 | 0 | 0 | 0 | 0 | 0 | 0 | 0 | 0 | 0 | 0
| Tranche 2 Total |  | 0 | 0 | 0 | 0 | 0 | 0 | 0 | 0 | 0 | 0 | 0 | 0 | 0 | 0 | 0 | 0 | 0 | 0 | 0 | 0 | 0 | 0 | 0 | 0 | 0 | 0 | 0
(0) Not Financed, (1) SEU Owned, (2) TPO PPA
| Tranche 3 | Option (by year) | 0 | 0 | 0 | 0 | 0 | 0 | 0 | 0 | 0 | 0 | 0 | 0 | 0 | 0 | 0 | 0 | 0 | 0 | 0 | 0 | 0 | 0 | 0 | 0 | 0 | 0 | 0
General and Administrative Costs
| Option 1: Modified NREL PV Industry Benchmark (SEU Owned) |  | 0 | 0 | 0 | 0 | 0 | 0 | 0 | 0 | 0 | 0 | 0 | 0 | 0 | 0 | 0 | 0 | 0 | 0 | 0 | 0 | 0 | 0 | 0 | 0 | 0 | 0 | 0
| Option 2: Modified NREL PV Industry Benchmark (TPO) |  | 0 | 0 | 0 | 0 | 0 | 0 | 0 | 0 | 0 | 0 | 0 | 0 | 0 | 0 | 0 | 0 | 0 | 0 | 0 | 0 | 0 | 0 | 0 | 0 | 0 | 0 | 0
| Option 3: Modified NewGen Utility Benchmark |  | 0 | 0 | 0 | 0 | 0 | 0 | 0 | 0 | 0 | 0 | 0 | 0 | 0 | 0 | 0 | 0 | 0 | 0 | 0 | 0 | 0 | 0 | 0 | 0 | 0 | 0 | 0
| Option 4: Spare A2 Future Full Buildout (SEU Owned or TPO) |  | 0 | 0 | 0 | 0 | 0 | 0 | 0 | 0 | 0 | 0 | 0 | 0 | 0 | 0 | 0 | 0 | 0 | 0 | 0 | 0 | 0 | 0 | 0 | 0 | 0 | 0 | 0
| Subtotal - Set subtotal to equal one Option |  | 0 | 0 | 0 | 0 | 0 | 0 | 0 | 0 | 0 | 0 | 0 | 0 | 0 | 0 | 0 | 0 | 0 | 0 | 0 | 0 | 0 | 0 | 0 | 0 | 0 | 0 | 0
Customer O&M
| Option 1: Modified NREL PV Industry Benchmark (SEU Owned) |  | 0 | 0 | 0 | 0 | 0 | 0 | 0 | 0 | 0 | 0 | 0 | 0 | 0 | 0 | 0 | 0 | 0 | 0 | 0 | 0 | 0 | 0 | 0 | 0 | 0 | 0 | 0
| Option 2: Modified NREL PV Industry Benchmark (TPO) |  | 0 | 0 | 0 | 0 | 0 | 0 | 0 | 0 | 0 | 0 | 0 | 0 | 0 | 0 | 0 | 0 | 0 | 0 | 0 | 0 | 0 | 0 | 0 | 0 | 0 | 0 | 0
| Option 3: Modified NewGen Utility Benchmark |  | 0 | 0 | 0 | 0 | 0 | 0 | 0 | 0 | 0 | 0 | 0 | 0 | 0 | 0 | 0 | 0 | 0 | 0 | 0 | 0 | 0 | 0 | 0 | 0 | 0 | 0 | 0
| Option 4: Spare A2 Future Full Buildout (SEU Owned or TPO) |  | 0 | 0 | 0 | 0 | 0 | 0 | 0 | 0 | 0 | 0 | 0 | 0 | 0 | 0 | 0 | 0 | 0 | 0 | 0 | 0 | 0 | 0 | 0 | 0 | 0 | 0 | 0
| Subtotal - Set subtotal to equal one Option |  | 0 | 0 | 0 | 0 | 0 | 0 | 0 | 0 | 0 | 0 | 0 | 0 | 0 | 0 | 0 | 0 | 0 | 0 | 0 | 0 | 0 | 0 | 0 | 0 | 0 | 0 | 0
Distribution O&M
| Option 1: Zero for Phase 1 unless Telecom subscription costs |  | 0 | 0 | 0 | 0 | 0 | 0 | 0 | 0 | 0 | 0 | 0 | 0 | 0 | 0 | 0 | 0 | 0 | 0 | 0 | 0 | 0 | 0 | 0 | 0 | 0 | 0 | 0
| Option 2: SEU TPO PPA Payments |  | 0 | 0 | 0 | 0 | 0 | 0 | 0 | 0 | 0 | 0 | 0 | 0 | 0 | 0 | 0 | 0 | 0 | 0 | 0 | 0 | 0 | 0 | 0 | 0 | 0 | 0 | 0
| Option 3: Modified NewGen Utility Benchmark |  | 0 | 0 | 0 | 0 | 0 | 0 | 0 | 0 | 0 | 0 | 0 | 0 | 0 | 0 | 0 | 0 | 0 | 0 | 0 | 0 | 0 | 0 | 0 | 0 | 0 | 0 | 0
| Option 4: Spare A2 Future Full Buildout (SEU Owned or TPO) |  | 0 | 0 | 0 | 0 | 0 | 0 | 0 | 0 | 0 | 0 | 0 | 0 | 0 | 0 | 0 | 0 | 0 | 0 | 0 | 0 | 0 | 0 | 0 | 0 | 0 | 0 | 0
| Subtotal - Set subtotal to equal one Option |  | 0 | 0 | 0 | 0 | 0 | 0 | 0 | 0 | 0 | 0 | 0 | 0 | 0 | 0 | 0 | 0 | 0 | 0 | 0 | 0 | 0 | 0 | 0 | 0 | 0 | 0 | 0
| Tranche 3 Total |  | 0 | 0 | 0 | 0 | 0 | 0 | 0 | 0 | 0 | 0 | 0 | 0 | 0 | 0 | 0 | 0 | 0 | 0 | 0 | 0 | 0 | 0 | 0 | 0 | 0 | 0 | 0
…Copy and paste for additional Tranche, adjust links accordingly.
| TRANCHE 1 DETAILS |  | 2024 | 2025 | 2026 | 2027 | 2028 | 2029 | 2030 | 2031 | 2032 | 2033 | 2034 | 2035 | 2036 | 2037 | 2038 | 2039 | 2040 | 2041 | 2042 | 2043 | 2044 | 2045 | 2046 | 2047 | 2048 | 2049 | 2050
G&A Cost Details | General and Administrative Costs - Details
| Option 1: Modified NREL PV Industry Benchmark (SEU Owned) | Increased O&M with inflation | 0 | 0 | 706.8913 | 718.145 | 729.6351 | 741.3664 | 753.3441 | 765.5733 | 778.0594 | 790.8076 | 803.8236 | 817.1129 | 830.6812 | 844.5345 | 858.6788 | 873.12 | 887.8645 | 902.9187 | 918.289 | 933.982 | 950.0047 | 966.3638 | 983.0664 | 1000.1198 | 1017.5313 | 1035.3085 | 1053.4589
| SEU Owned Resi PV (Rooftop) |  | 0 | 0 | 197.4336 | 201.5797 | 205.8129 | 210.135 | 214.5478 | 219.0533 | 223.6534 | 228.3502 | 233.1455 | 238.0416 | 243.0405 | 248.1443 | 253.3553 | 258.6758 | 264.108 | 269.6543 | 275.317 | 281.0986 | 287.0017 | 293.0288 | 299.1824 | 305.4652 | 311.88 | 318.4294 | 325.1165
| SEU Owned Resi PVS (Rooftop) |  | 0 | 0 | 338.4577 | 345.5653 | 352.8221 | 360.2314 | 367.7963 | 375.52 | 383.4059 | 391.4574 | 399.678 | 408.0713 | 416.6408 | 425.3902 | 434.3234 | 443.4442 | 452.7565 | 462.2644 | 471.972 | 481.8834 | 492.0029 | 502.335 | 512.884 | 523.6546 | 534.6514 | 545.879 | 557.3425
| SEU Owned Com PV (Rooftop) |  | 0 | 0 | 85.5 | 85.5 | 85.5 | 85.5 | 85.5 | 85.5 | 85.5 | 85.5 | 85.5 | 85.5 | 85.5 | 85.5 | 85.5 | 85.5 | 85.5 | 85.5 | 85.5 | 85.5 | 85.5 | 85.5 | 85.5 | 85.5 | 85.5 | 85.5 | 85.5
| SEU Owned Com PVS (Rooftop) |  | 0 | 0 | 85.5 | 85.5 | 85.5 | 85.5 | 85.5 | 85.5 | 85.5 | 85.5 | 85.5 | 85.5 | 85.5 | 85.5 | 85.5 | 85.5 | 85.5 | 85.5 | 85.5 | 85.5 | 85.5 | 85.5 | 85.5 | 85.5 | 85.5 | 85.5 | 85.5
| Option 2: Modified NREL PV Industry Benchmark (TPO) | Increased O&M with inflation | 0 | 0 | 0 | 0 | 0 | 0 | 0 | 0 | 0 | 0 | 0 | 0 | 0 | 0 | 0 | 0 | 0 | 0 | 0 | 0 | 0 | 0 | 0 | 0 | 0 | 0 | 0
| TPO PPA Resi PV (Rooftop) |  | 0 | 0 | 0 | 0 | 0 | 0 | 0 | 0 | 0 | 0 | 0 | 0 | 0 | 0 | 0 | 0 | 0 | 0 | 0 | 0 | 0 | 0 | 0 | 0 | 0 | 0 | 0
| TPO PPA Resi PVS (Rooftop) |  | 0 | 0 | 0 | 0 | 0 | 0 | 0 | 0 | 0 | 0 | 0 | 0 | 0 | 0 | 0 | 0 | 0 | 0 | 0 | 0 | 0 | 0 | 0 | 0 | 0 | 0 | 0
| TPO PPA Com PV (Rooftop) |  | 0 | 0 | 0 | 0 | 0 | 0 | 0 | 0 | 0 | 0 | 0 | 0 | 0 | 0 | 0 | 0 | 0 | 0 | 0 | 0 | 0 | 0 | 0 | 0 | 0 | 0 | 0
| TPO PPA Com PVS (Rooftop) |  | 0 | 0 | 0 | 0 | 0 | 0 | 0 | 0 | 0 | 0 | 0 | 0 | 0 | 0 | 0 | 0 | 0 | 0 | 0 | 0 | 0 | 0 | 0 | 0 | 0 | 0 | 0
| Option 3: Modified NewGen Utility Benchmark | Choose DTE/Other | 2024: Choose SEU Weight; 2025: Industry Benchmark
| Calculated Value | 0.0044 | 2024: 100%; 2025: 0.0044
| G&A Expense 'Other Utilities' ($/kWh) | 0.0044
| G&A Expense 'DTE' ($/kWh) | 0.0069
Option 4: G&A Full Buildout
Direct Staff, Indirect Staff, Contractors, Insurance, Office Equipment…
G&A Increase (by growth metric), O&M Oversight (by growth metric)
Subcontractor (Routine O&M: Labor, Equipment)
Subcontractor (Corrective O&M: Labor, Equipment)
| Direct Staff Buildout | 370056.128 | 2024: 512799.7222; 2025: 772891.502; 2026: 796078.2471; 2027: 819960.5945
Customer O&M Cost Details | Customer O&M Costs - Details
| Option 1: Modified NREL PV Industry Benchmark (SEU Owned) | Increased O&M with inflation | 0 | 0 | 1587.574 | 1620.913 | 1654.9522 | 1689.7062 | 1725.19 | 1761.419 | 1798.4088 | 1836.1754 | 1874.7351 | 1914.1045 | 1954.3007 | 1995.341 | 2037.2432 | 2080.0253 | 2123.7058 | 2168.3036 | 2213.838 | 2260.3286 | 2307.7955 | 2356.2592 | 2405.7407 | 2456.2612 | 2507.8427 | 2560.5074 | 2614.2781
| SEU Owned Resi PV (Rooftop) |  | 0 | 0 | 230.7153 | 235.5603 | 240.5071 | 245.5577 | 250.7145 | 255.9795 | 261.355 | 266.8435 | 272.4472 | 278.1686 | 284.0101 | 289.9743 | 296.0638 | 302.2811 | 308.629 | 315.1103 | 321.7276 | 328.4838 | 335.382 | 342.425 | 349.616 | 356.9579 | 364.454 | 372.1075 | 379.9218
| SEU Owned Resi PVS (Rooftop) |  | 0 | 0 | 578.1985 | 590.3407 | 602.7378 | 615.3953 | 628.3186 | 641.5133 | 654.9851 | 668.7398 | 682.7833 | 697.1218 | 711.7613 | 726.7083 | 741.9692 | 757.5505 | 773.4591 | 789.7017 | 806.2855 | 823.2175 | 840.505 | 858.1556 | 876.1769 | 894.5766 | 913.3627 | 932.5433 | 952.1268
| SEU Owned Com PV (Rooftop) |  | 0 | 0 | 198.0776 | 202.2372 | 206.4842 | 210.8203 | 215.2476 | 219.7678 | 224.3829 | 229.0949 | 233.9059 | 238.8179 | 243.8331 | 248.9536 | 254.1816 | 259.5195 | 264.9694 | 270.5337 | 276.2149 | 282.0154 | 287.9378 | 293.9845 | 300.1581 | 306.4614 | 312.8971 | 319.468 | 326.1768
| SEU Owned Com PVS (Rooftop) |  | 0 | 0 | 580.5826 | 592.7748 | 605.2231 | 617.9328 | 630.9094 | 644.1585 | 657.6858 | 671.4972 | 685.5987 | 699.9962 | 714.6961 | 729.7048 | 745.0286 | 760.6742 | 776.6483 | 792.9579 | 809.6101 | 826.6119 | 843.9707 | 861.6941 | 879.7897 | 898.2653 | 917.1288 | 936.3885 | 956.0527
| Option 2: Modified NREL PV Industry Benchmark (TPO) | Increased O&M with inflation | 0 | 0 | 0 | 0 | 0 | 0 | 0 | 0 | 0 | 0 | 0 | 0 | 0 | 0 | 0 | 0 | 0 | 0 | 0 | 0 | 0 | 0 | 0 | 0 | 0 | 0 | 0
| TPO PPA Resi PV (Rooftop) |  | 0 | 0 | 0 | 0 | 0 | 0 | 0 | 0 | 0 | 0 | 0 | 0 | 0 | 0 | 0 | 0 | 0 | 0 | 0 | 0 | 0 | 0 | 0 | 0 | 0 | 0 | 0
| TPO PPA Resi PVS (Rooftop) |  | 0 | 0 | 0 | 0 | 0 | 0 | 0 | 0 | 0 | 0 | 0 | 0 | 0 | 0 | 0 | 0 | 0 | 0 | 0 | 0 | 0 | 0 | 0 | 0 | 0 | 0 | 0
| TPO PPA Com PV (Rooftop) |  | 0 | 0 | 0 | 0 | 0 | 0 | 0 | 0 | 0 | 0 | 0 | 0 | 0 | 0 | 0 | 0 | 0 | 0 | 0 | 0 | 0 | 0 | 0 | 0 | 0 | 0 | 0
| TPO PPA Com PVS (Rooftop) |  | 0 | 0 | 0 | 0 | 0 | 0 | 0 | 0 | 0 | 0 | 0 | 0 | 0 | 0 | 0 | 0 | 0 | 0 | 0 | 0 | 0 | 0 | 0 | 0 | 0 | 0 | 0
| Option 3: Modified NewGen Utility Benchmark | Choose DTE/Other | 2024: Choose SEU Weight; 2025: Industry Benchmark
| Calculated Value | 0.0016 | 2024: 90%; 2025: 0.00144
| Customer Expense 'Other Utilities' ($/kWh) | 0.0016
| Customer Expense 'DTE' ($/kWh) | 0.0043
| SEU Weight | PV Weight | 2024: PVS Weight; 2025: TPO PPA Weight; 2026: Phase 2 Weight
|  | 50% | 2024: 75%; 2025: 25%; 2026: 90%
Option 4: G&A Full Buildout
Direct Staff, Indirect Staff, Contractors, Insurance, Office Equipment…
G&A Increase (by growth metric), O&M Oversight (by growth metric)
Subcontractor (Routine O&M: Labor, Equipment)
Subcontractor (Corrective O&M: Labor, Equipment)
Direct Staff Buildout
Equipment Reserve (Spare Parts)
Equipment Expenses (Spare Parts Expenses)
Distribution O&M | Option 1: Zero for Phase 1 unless Telecom subscription costs |  | 0 | 0 | 0 | 0 | 0 | 0 | 0 | 0 | 0 | 0 | 0 | 0 | 0 | 0 | 0 | 0 | 0 | 0 | 0 | 0 | 0 | 0 | 0 | 0 | 0 | 0 | 0
Option 2: SEU TPO PPA Rates
| PV Residential |  | 0.15 | 0.15225 | 0.15453 | 0.15685 | 0.1592 | 0.16159 | 0.16402 | 0.16648 | 0.16897 | 0.17151 | 0.17408 | 0.17669 | 0.17934 | 0.18203 | 0.18476 | 0.18753 | 0.19035 | 0.1932 | 0.1961 | 0.19904 | 0.20203 | 0.20506 | 0.20813 | 0.21126 | 0.21443 | 0.21764 | 0.22091
| PVS Residential |  | 0.23 | 0.23345 | 0.23695 | 0.24051 | 0.24411 | 0.24778 | 0.25149 | 0.25526 | 0.25909 | 0.26298 | 0.26692 | 0.27093 | 0.27499 | 0.27912 | 0.2833 | 0.28755 | 0.29187 | 0.29624 | 0.30069 | 0.3052 | 0.30978 | 0.31442 | 0.31914 | 0.32393 | 0.32879 | 0.33372 | 0.33872
| PV Com |  | 0.08 | 0.0812 | 0.082418 | 0.083654 | 0.084909 | 0.086183 | 0.087475 | 0.088788 | 0.090119 | 0.091471 | 0.092843 | 0.094236 | 0.095649 | 0.097084 | 0.09854 | 0.10002 | 0.10152 | 0.10304 | 0.10459 | 0.10616 | 0.10775 | 0.10936 | 0.11101 | 0.11267 | 0.11436 | 0.11608 | 0.11782
| PVS Com |  | 0.14 | 0.1421 | 0.14423 | 0.14639 | 0.14859 | 0.15082 | 0.15308 | 0.15538 | 0.15771 | 0.16007 | 0.16248 | 0.16491 | 0.16739 | 0.1699 | 0.17245 | 0.17503 | 0.17766 | 0.18032 | 0.18303 | 0.18577 | 0.18856 | 0.19139 | 0.19426 | 0.19717 | 0.20013 | 0.20313 | 0.20618
| Option 2: Modified NewGen Utility Benchmark | Choose DTE/Other | 2024: Choose SEU Weight; 2025: Industry Benchmark
| Calculated Value | 0.0031 | 2024: 5%; 2025: 0.000155
| Customer Expense 'Other Utilities' ($/kWh) | 0.0031
| Customer Expense 'DTE' ($/kWh) | 0.0071
| SEU Weight - What assets mirror Utility cost services? | PV Weight | 2024: PVS Weight; 2025: TPO PPA Weight; 2026: Phase 2 Weight
|  | 5% | 2024: 20%; 2025: 20%; 2026: 90%
Option 4: G&A Full Buildout
TRANCHE 2 DETAILS
G&A Cost Details | General and Administrative Costs - Details
| Option 1: Modified NREL PV Industry Benchmark (SEU Owned) |  | 0 | 0 | 0 | 0 | 0 | 0 | 0 | 0 | 0 | 0 | 0 | 0 | 0 | 0 | 0 | 0 | 0 | 0 | 0 | 0 | 0 | 0 | 0 | 0 | 0 | 0 | 0
| SEU Owned Resi PV (Rooftop) |  | 0 | 0 | 0 | 0 | 0 | 0 | 0 | 0 | 0 | 0 | 0 | 0 | 0 | 0 | 0 | 0 | 0 | 0 | 0 | 0 | 0 | 0 | 0 | 0 | 0 | 0 | 0
| SEU Owned Resi PVS (Rooftop) |  | 0 | 0 | 0 | 0 | 0 | 0 | 0 | 0 | 0 | 0 | 0 | 0 | 0 | 0 | 0 | 0 | 0 | 0 | 0 | 0 | 0 | 0 | 0 | 0 | 0 | 0 | 0
| SEU Owned Com PV (Rooftop) |  | 0 | 0 | 0 | 0 | 0 | 0 | 0 | 0 | 0 | 0 | 0 | 0 | 0 | 0 | 0 | 0 | 0 | 0 | 0 | 0 | 0 | 0 | 0 | 0 | 0 | 0 | 0
| SEU Owned Com PVS (Rooftop) |  | 0 | 0 | 0 | 0 | 0 | 0 | 0 | 0 | 0 | 0 | 0 | 0 | 0 | 0 | 0 | 0 | 0 | 0 | 0 | 0 | 0 | 0 | 0 | 0 | 0 | 0 | 0
| Option 2: Modified NREL PV Industry Benchmark (TPO) |  | 0 | 0 | 0 | 0 | 0 | 0 | 0 | 0 | 0 | 0 | 0 | 0 | 0 | 0 | 0 | 0 | 0 | 0 | 0 | 0 | 0 | 0 | 0 | 0 | 0 | 0 | 0
| TPO PPA Resi PV (Rooftop) |  | 0 | 0 | 0 | 0 | 0 | 0 | 0 | 0 | 0 | 0 | 0 | 0 | 0 | 0 | 0 | 0 | 0 | 0 | 0 | 0 | 0 | 0 | 0 | 0 | 0 | 0 | 0
| TPO PPA Resi PVS (Rooftop) |  | 0 | 0 | 0 | 0 | 0 | 0 | 0 | 0 | 0 | 0 | 0 | 0 | 0 | 0 | 0 | 0 | 0 | 0 | 0 | 0 | 0 | 0 | 0 | 0 | 0 | 0 | 0
| TPO PPA Com PV (Rooftop) |  | 0 | 0 | 0 | 0 | 0 | 0 | 0 | 0 | 0 | 0 | 0 | 0 | 0 | 0 | 0 | 0 | 0 | 0 | 0 | 0 | 0 | 0 | 0 | 0 | 0 | 0 | 0
| TPO PPA Com PVS (Rooftop) |  | 0 | 0 | 0 | 0 | 0 | 0 | 0 | 0 | 0 | 0 | 0 | 0 | 0 | 0 | 0 | 0 | 0 | 0 | 0 | 0 | 0 | 0 | 0 | 0 | 0 | 0 | 0
| Option 3: Modified NewGen Utility Benchmark | Choose DTE/Other | 2024: Choose SEU Weight; 2025: Industry Benchmark
| Calculated Value | 0.0044 | 2024: 100%; 2025: 0.0044
| G&A Expense 'Other Utilities' ($/kWh) | 0.0044
| G&A Expense 'DTE' ($/kWh) | 0.0069
Option 4: G&A Full Buildout
Direct Staff, Indirect Staff, Contractors, Insurance, Office Equipment…
G&A Increase (by growth metric), O&M Oversight (by growth metric)
Subcontractor (Routine O&M: Labor, Equipment)
Subcontractor (Corrective O&M: Labor, Equipment)
| Direct Staff Buildout | 370056.128 | 2024: 512799.7222; 2025: 772891.502; 2026: 796078.2471; 2027: 819960.5945
Customer O&M Cost Details | Customer O&M Costs - Details
| Option 1: Modified NREL PV Industry Benchmark (SEU Owned) |  | 0 | 0 | 0 | 0 | 0 | 0 | 0 | 0 | 0 | 0 | 0 | 0 | 0 | 0 | 0 | 0 | 0 | 0 | 0 | 0 | 0 | 0 | 0 | 0 | 0 | 0 | 0
| SEU Owned Resi PV (Rooftop) |  | 0 | 0 | 0 | 0 | 0 | 0 | 0 | 0 | 0 | 0 | 0 | 0 | 0 | 0 | 0 | 0 | 0 | 0 | 0 | 0 | 0 | 0 | 0 | 0 | 0 | 0 | 0
| SEU Owned Resi PVS (Rooftop) |  | 0 | 0 | 0 | 0 | 0 | 0 | 0 | 0 | 0 | 0 | 0 | 0 | 0 | 0 | 0 | 0 | 0 | 0 | 0 | 0 | 0 | 0 | 0 | 0 | 0 | 0 | 0
| SEU Owned Com PV (Rooftop) |  | 0 | 0 | 0 | 0 | 0 | 0 | 0 | 0 | 0 | 0 | 0 | 0 | 0 | 0 | 0 | 0 | 0 | 0 | 0 | 0 | 0 | 0 | 0 | 0 | 0 | 0 | 0
| SEU Owned Com PVS (Rooftop) |  | 0 | 0 | 0 | 0 | 0 | 0 | 0 | 0 | 0 | 0 | 0 | 0 | 0 | 0 | 0 | 0 | 0 | 0 | 0 | 0 | 0 | 0 | 0 | 0 | 0 | 0 | 0
| Option 2: Modified NREL PV Industry Benchmark (TPO) |  | 0 | 0 | 0 | 0 | 0 | 0 | 0 | 0 | 0 | 0 | 0 | 0 | 0 | 0 | 0 | 0 | 0 | 0 | 0 | 0 | 0 | 0 | 0 | 0 | 0 | 0 | 0
| TPO PPA Resi PV (Rooftop) |  | 0 | 0 | 0 | 0 | 0 | 0 | 0 | 0 | 0 | 0 | 0 | 0 | 0 | 0 | 0 | 0 | 0 | 0 | 0 | 0 | 0 | 0 | 0 | 0 | 0 | 0 | 0
| TPO PPA Resi PVS (Rooftop) |  | 0 | 0 | 0 | 0 | 0 | 0 | 0 | 0 | 0 | 0 | 0 | 0 | 0 | 0 | 0 | 0 | 0 | 0 | 0 | 0 | 0 | 0 | 0 | 0 | 0 | 0 | 0
| TPO PPA Com PV (Rooftop) |  | 0 | 0 | 0 | 0 | 0 | 0 | 0 | 0 | 0 | 0 | 0 | 0 | 0 | 0 | 0 | 0 | 0 | 0 | 0 | 0 | 0 | 0 | 0 | 0 | 0 | 0 | 0
| TPO PPA Com PVS (Rooftop) |  | 0 | 0 | 0 | 0 | 0 | 0 | 0 | 0 | 0 | 0 | 0 | 0 | 0 | 0 | 0 | 0 | 0 | 0 | 0 | 0 | 0 | 0 | 0 | 0 | 0 | 0 | 0
| Option 3: Modified NewGen Utility Benchmark | Choose DTE/Other | 2024: Choose SEU Weight; 2025: Industry Benchmark
| Calculated Value | 0.0016 | 2024: 90%; 2025: 0.00144
| Customer Expense 'Other Utilities' ($/kWh) | 0.0016
| Customer Expense 'DTE' ($/kWh) | 0.0043
| SEU Weight | PV Weight | 2024: PVS Weight; 2025: TPO PPA Weight; 2026: Phase 2 Weight
|  | 50% | 2024: 75%; 2025: 25%; 2026: 90%
Option 4: G&A Full Buildout
Direct Staff, Indirect Staff, Contractors, Insurance, Office Equipment…
G&A Increase (by growth metric), O&M Oversight (by growth metric)
Subcontractor (Routine O&M: Labor, Equipment)
Subcontractor (Corrective O&M: Labor, Equipment)
Direct Staff Buildout
Equipment Reserve (Spare Parts)
Equipment Expenses (Spare Parts Expenses)
Distribution O&M | Option 1: Zero for Phase 1 unless Telecom subscription costs |  | 0 | 0 | 0 | 0 | 0 | 0 | 0 | 0 | 0 | 0 | 0 | 0 | 0 | 0 | 0 | 0 | 0 | 0 | 0 | 0 | 0 | 0 | 0 | 0 | 0 | 0 | 0
Option 2: SEU TPO PPA Rates
| PV Residential |  | 0.12 | 0.12264 | 0.12534 | 0.1281 | 0.13091 | 0.13379 | 0.13674 | 0.13975 | 0.14282 | 0.14596 | 0.14917 | 0.15245 | 0.15581 | 0.15924 | 0.16274 | 0.16632 | 0.16998 | 0.17372 | 0.17754 | 0.18145 | 0.18544 | 0.18952 | 0.19369 | 0.19795 | 0.2023 | 0.20675 | 0.2113
| PVS Residential |  | 0.23 | 0.23506 | 0.24023 | 0.24552 | 0.25092 | 0.25644 | 0.26208 | 0.26785 | 0.27374 | 0.27976 | 0.28591 | 0.29221 | 0.29863 | 0.3052 | 0.31192 | 0.31878 | 0.32579 | 0.33296 | 0.34029 | 0.34777 | 0.35542 | 0.36324 | 0.37123 | 0.3794 | 0.38775 | 0.39628 | 0.405
| PV Com |  | 0.08 | 0.08176 | 0.083559 | 0.085397 | 0.087276 | 0.089196 | 0.091158 | 0.093164 | 0.095213 | 0.097308 | 0.099449 | 0.10164 | 0.10387 | 0.10616 | 0.10849 | 0.11088 | 0.11332 | 0.11581 | 0.11836 | 0.12096 | 0.12363 | 0.12635 | 0.12912 | 0.13197 | 0.13487 | 0.13784 | 0.14087
| PVS Com |  | 0.14 | 0.14308 | 0.14623 | 0.14944 | 0.15273 | 0.15609 | 0.15953 | 0.16304 | 0.16662 | 0.17029 | 0.17404 | 0.17786 | 0.18178 | 0.18578 | 0.18986 | 0.19404 | 0.19831 | 0.20267 | 0.20713 | 0.21169 | 0.21634 | 0.2211 | 0.22597 | 0.23094 | 0.23602 | 0.24121 | 0.24652
| Option 3: Modified NewGen Utility Benchmark | Choose DTE/Other | 2024: Choose SEU Weight; 2025: Industry Benchmark
| Calculated Value | 0.0031 | 2024: 90%; 2025: 0.00279
| Customer Expense 'Other Utilities' ($/kWh) | 0.0031
| Customer Expense 'DTE' ($/kWh) | 0.0071
| SEU Weight - What assets mirror Utility cost services? | PV Weight | 2024: PVS Weight; 2025: TPO PPA Weight; 2026: Phase 2 Weight
|  | 5% | 2024: 20%; 2025: 20%; 2026: 90%
Option 4: G&A Full Buildout
TRANCHE 3 DETAILS
G&A Cost Details | General and Administrative Costs - Details
| Option 1: Modified NREL PV Industry Benchmark (SEU Owned) |  | 0 | 0 | 0 | 0 | 0 | 0 | 0 | 0 | 0 | 0 | 0 | 0 | 0 | 0 | 0 | 0 | 0 | 0 | 0 | 0 | 0 | 0 | 0 | 0 | 0 | 0 | 0
| SEU Owned Resi PV (Rooftop) |  | 0 | 0 | 0 | 0 | 0 | 0 | 0 | 0 | 0 | 0 | 0 | 0 | 0 | 0 | 0 | 0 | 0 | 0 | 0 | 0 | 0 | 0 | 0 | 0 | 0 | 0 | 0
| SEU Owned Resi PVS (Rooftop) |  | 0 | 0 | 0 | 0 | 0 | 0 | 0 | 0 | 0 | 0 | 0 | 0 | 0 | 0 | 0 | 0 | 0 | 0 | 0 | 0 | 0 | 0 | 0 | 0 | 0 | 0 | 0
| SEU Owned Com PV (Rooftop) |  | 0 | 0 | 0 | 0 | 0 | 0 | 0 | 0 | 0 | 0 | 0 | 0 | 0 | 0 | 0 | 0 | 0 | 0 | 0 | 0 | 0 | 0 | 0 | 0 | 0 | 0 | 0
| SEU Owned Com PVS (Rooftop) |  | 0 | 0 | 0 | 0 | 0 | 0 | 0 | 0 | 0 | 0 | 0 | 0 | 0 | 0 | 0 | 0 | 0 | 0 | 0 | 0 | 0 | 0 | 0 | 0 | 0 | 0 | 0
| Option 2: Modified NREL PV Industry Benchmark (TPO) |  | 0 | 0 | 0 | 0 | 0 | 0 | 0 | 0 | 0 | 0 | 0 | 0 | 0 | 0 | 0 | 0 | 0 | 0 | 0 | 0 | 0 | 0 | 0 | 0 | 0 | 0 | 0
| TPO PPA Resi PV (Rooftop) |  | 0 | 0 | 0 | 0 | 0 | 0 | 0 | 0 | 0 | 0 | 0 | 0 | 0 | 0 | 0 | 0 | 0 | 0 | 0 | 0 | 0 | 0 | 0 | 0 | 0 | 0 | 0
| TPO PPA Resi PVS (Rooftop) |  | 0 | 0 | 0 | 0 | 0 | 0 | 0 | 0 | 0 | 0 | 0 | 0 | 0 | 0 | 0 | 0 | 0 | 0 | 0 | 0 | 0 | 0 | 0 | 0 | 0 | 0 | 0
| TPO PPA Com PV (Rooftop) |  | 0 | 0 | 0 | 0 | 0 | 0 | 0 | 0 | 0 | 0 | 0 | 0 | 0 | 0 | 0 | 0 | 0 | 0 | 0 | 0 | 0 | 0 | 0 | 0 | 0 | 0 | 0
| TPO PPA Com PVS (Rooftop) |  | 0 | 0 | 0 | 0 | 0 | 0 | 0 | 0 | 0 | 0 | 0 | 0 | 0 | 0 | 0 | 0 | 0 | 0 | 0 | 0 | 0 | 0 | 0 | 0 | 0 | 0 | 0
| Option 3: Modified NewGen Utility Benchmark | Choose DTE/Other | 2024: Choose SEU Weight; 2025: Industry Benchmark
| Calculated Value | 0.0044 | 2024: 100%; 2025: 0.0044
| G&A Expense 'Other Utilities' ($/kWh) | 0.0044
| G&A Expense 'DTE' ($/kWh) | 0.0069
Option 4: G&A Full Buildout
Direct Staff, Indirect Staff, Contractors, Insurance, Office Equipment…
G&A Increase (by growth metric), O&M Oversight (by growth metric)
Subcontractor (Routine O&M: Labor, Equipment)
Subcontractor (Corrective O&M: Labor, Equipment)
| Direct Staff Buildout | 370056.128 | 2024: 512799.7222; 2025: 772891.502; 2026: 796078.2471; 2027: 819960.5945
Customer O&M Cost Details | Customer O&M Costs - Details
| Option 1: Modified NREL PV Industry Benchmark (SEU Owned) |  | 0 | 0 | 0 | 0 | 0 | 0 | 0 | 0 | 0 | 0 | 0 | 0 | 0 | 0 | 0 | 0 | 0 | 0 | 0 | 0 | 0 | 0 | 0 | 0 | 0 | 0 | 0
| SEU Owned Resi PV (Rooftop) |  | 0 | 0 | 0 | 0 | 0 | 0 | 0 | 0 | 0 | 0 | 0 | 0 | 0 | 0 | 0 | 0 | 0 | 0 | 0 | 0 | 0 | 0 | 0 | 0 | 0 | 0 | 0
| SEU Owned Resi PVS (Rooftop) |  | 0 | 0 | 0 | 0 | 0 | 0 | 0 | 0 | 0 | 0 | 0 | 0 | 0 | 0 | 0 | 0 | 0 | 0 | 0 | 0 | 0 | 0 | 0 | 0 | 0 | 0 | 0
| SEU Owned Com PV (Rooftop) |  | 0 | 0 | 0 | 0 | 0 | 0 | 0 | 0 | 0 | 0 | 0 | 0 | 0 | 0 | 0 | 0 | 0 | 0 | 0 | 0 | 0 | 0 | 0 | 0 | 0 | 0 | 0
| SEU Owned Com PVS (Rooftop) |  | 0 | 0 | 0 | 0 | 0 | 0 | 0 | 0 | 0 | 0 | 0 | 0 | 0 | 0 | 0 | 0 | 0 | 0 | 0 | 0 | 0 | 0 | 0 | 0 | 0 | 0 | 0
| Option 2: Modified NREL PV Industry Benchmark (TPO) |  | 0 | 0 | 0 | 0 | 0 | 0 | 0 | 0 | 0 | 0 | 0 | 0 | 0 | 0 | 0 | 0 | 0 | 0 | 0 | 0 | 0 | 0 | 0 | 0 | 0 | 0 | 0
| TPO PPA Resi PV (Rooftop) |  | 0 | 0 | 0 | 0 | 0 | 0 | 0 | 0 | 0 | 0 | 0 | 0 | 0 | 0 | 0 | 0 | 0 | 0 | 0 | 0 | 0 | 0 | 0 | 0 | 0 | 0 | 0
| TPO PPA Resi PVS (Rooftop) |  | 0 | 0 | 0 | 0 | 0 | 0 | 0 | 0 | 0 | 0 | 0 | 0 | 0 | 0 | 0 | 0 | 0 | 0 | 0 | 0 | 0 | 0 | 0 | 0 | 0 | 0 | 0
| TPO PPA Com PV (Rooftop) |  | 0 | 0 | 0 | 0 | 0 | 0 | 0 | 0 | 0 | 0 | 0 | 0 | 0 | 0 | 0 | 0 | 0 | 0 | 0 | 0 | 0 | 0 | 0 | 0 | 0 | 0 | 0
| TPO PPA Com PVS (Rooftop) |  | 0 | 0 | 0 | 0 | 0 | 0 | 0 | 0 | 0 | 0 | 0 | 0 | 0 | 0 | 0 | 0 | 0 | 0 | 0 | 0 | 0 | 0 | 0 | 0 | 0 | 0 | 0
| Option 3: Modified NewGen Utility Benchmark | Choose DTE/Other | 2024: Choose SEU Weight; 2025: Industry Benchmark
| Calculated Value | 0.0016 | 2024: 90%; 2025: 0.00144
| Customer Expense 'Other Utilities' ($/kWh) | 0.0016
| Customer Expense 'DTE' ($/kWh) | 0.0043
| SEU Weight | PV Weight | 2024: PVS Weight; 2025: TPO PPA Weight; 2026: Phase 2 Weight
|  | 50% | 2024: 75%; 2025: 25%; 2026: 90%
Option 4: G&A Full Buildout
Direct Staff, Indirect Staff, Contractors, Insurance, Office Equipment…
G&A Increase (by growth metric), O&M Oversight (by growth metric)
Subcontractor (Routine O&M: Labor, Equipment)
Subcontractor (Corrective O&M: Labor, Equipment)
Direct Staff Buildout
Equipment Reserve (Spare Parts)
Equipment Expenses (Spare Parts Expenses)
Distribution O&M | Option 1: Zero for Phase 1 unless Telecom subscription costs |  | 0 | 0 | 0 | 0 | 0 | 0 | 0 | 0 | 0 | 0 | 0 | 0 | 0 | 0 | 0 | 0 | 0 | 0 | 0 | 0 | 0 | 0 | 0 | 0 | 0 | 0 | 0
Option 2: SEU TPO PPA Rates
| PV Residential |  | 0.12 | 0.12264 | 0.12534 | 0.1281 | 0.13091 | 0.13379 | 0.13674 | 0.13975 | 0.14282 | 0.14596 | 0.14917 | 0.15245 | 0.15581 | 0.15924 | 0.16274 | 0.16632 | 0.16998 | 0.17372 | 0.17754 | 0.18145 | 0.18544 | 0.18952 | 0.19369 | 0.19795 | 0.2023 | 0.20675 | 0.2113
| PVS Residential |  | 0.23 | 0.23506 | 0.24023 | 0.24552 | 0.25092 | 0.25644 | 0.26208 | 0.26785 | 0.27374 | 0.27976 | 0.28591 | 0.29221 | 0.29863 | 0.3052 | 0.31192 | 0.31878 | 0.32579 | 0.33296 | 0.34029 | 0.34777 | 0.35542 | 0.36324 | 0.37123 | 0.3794 | 0.38775 | 0.39628 | 0.405
| PV Com |  | 0.08 | 0.08176 | 0.083559 | 0.085397 | 0.087276 | 0.089196 | 0.091158 | 0.093164 | 0.095213 | 0.097308 | 0.099449 | 0.10164 | 0.10387 | 0.10616 | 0.10849 | 0.11088 | 0.11332 | 0.11581 | 0.11836 | 0.12096 | 0.12363 | 0.12635 | 0.12912 | 0.13197 | 0.13487 | 0.13784 | 0.14087
| PVS Com |  | 0.14 | 0.14308 | 0.14623 | 0.14944 | 0.15273 | 0.15609 | 0.15953 | 0.16304 | 0.16662 | 0.17029 | 0.17404 | 0.17786 | 0.18178 | 0.18578 | 0.18986 | 0.19404 | 0.19831 | 0.20267 | 0.20713 | 0.21169 | 0.21634 | 0.2211 | 0.22597 | 0.23094 | 0.23602 | 0.24121 | 0.24652
| Option 3: Modified NewGen Utility Benchmark | Choose DTE/Other | 2024: Choose SEU Weight; 2025: Industry Benchmark
| Calculated Value | 0.0031 | 2024: 90%; 2025: 0.00279
| Customer Expense 'Other Utilities' ($/kWh) | 0.0031
| Customer Expense 'DTE' ($/kWh) | 0.0071
| SEU Weight - What assets mirror Utility cost services? | PV Weight | 2024: PVS Weight; 2025: TPO PPA Weight; 2026: Phase 2 Weight
|  | 5% | 2024: 20%; 2025: 20%; 2026: 90%
Option 4: Spare A2 Future Full Buildout (SEU Owned or TPO)
…Copy and paste for additional Tranche, adjust links accordingly.
| Solar Asset OPEX Conversion Table | Baseline | 2024: SEU Owned; 2025: SEU PPA; 2026: Baseline; 2027: SEU Owned; 2028: SEU PPA; 2029: Baseline; 2030: SEU Owned; 2031: SEU PPA
| Utility Category | PV Residential Rooftop O&M | 2026: PV Commercial Rooftop O&M; 2029: PV Commercial Canopy O&M
| G&A | 3.25 | 2024: 14.84; 2025: 0; 2026: 4.25; 2027: 6.84; 2028: 0; 2029: 0; 2030: 0; 2031: 0
| Customer O&M | 25.25 | 2024: 17.3416; 2025: 0; 2026: 14.3; 2027: 14.8884; 2028: 0; 2029: #VALUE!; 2030: 0; 2031: 0
| Utility Category | PVS Residential Rooftop O&M | 2026: PVS Commercial Rooftop O&M; 2029: PVS Commercial Canopy O&M
| G&A | 4.75 | 2024: 25.44; 2025: 0; 2026: 5.75; 2027: 6.84; 2028: 0; 2029: 0; 2030: 0; 2031: 0
| Customer O&M | 33.75 | 2024: 43.46; 2025: 0; 2026: 22.8; 2027: 43.6392; 2028: 0; 2029: 0; 2030: 0; 2031: 0
|  | PV Residential Rooftop O&M | 2027: PVS Residential Rooftop O&M (NREL adds $10/kw-yr for storage)
Utility Category Key | O&M Categories from (NREL/ATB). All values ($/kW-yr) | Baseline | 2024: Customer Owned; 2025: SEU Owned; 2026: SEU PPA; 2027: Baseline; 2028: Customer Owned; 2029: SEU Owned; 2030: SEU PPA
Customer O&M | Operations Management | 3 | 2024: 3; 2025: 3.18; 2026: 0; 2027: 4.5; 2028: 4.5; 2029: 3.18; 2030: 0; 2031: red text are key assumptions for user to consider adjusting.
G&A | Insurance, asset management, and security | 1 | 2024: 0; 2025: 12.72; 2026: 0; 2027: 2.5; 2028: 0; 2029: 23.32; 2030: 0
G&A | Property Tax | 2.25 | 2024: 0; 2025: 2.12; 2026: 0; 2027: 2.25; 2028: 0; 2029: 2.12; 2030: 0
Customer O&M | Equipment Replacement | 17.25 | 2024: 17.25; 2025: 8.8616; 2026: 0; 2027: 22.25; 2028: 22.25; 2029: 34.98; 2030: 0
Customer O&M | System Inspection and Monitoring | 3.5 | 2024: 3.5; 2025: 3.18; 2026: 0; 2027: 5; 2028: 5; 2029: 3.18; 2030: 0
Customer O&M | Module Cleaning, vegetation, and pest Mgmt | 1.5 | 2024: 0; 2025: 2.12; 2026: 0; 2027: 2; 2028: 0; 2029: 2.12; 2030: 0
| Total | 28.5 | 2024: 23.75; 2025: 32.1816; 2026: 0; 2027: 38.5; 2028: 31.75; 2029: 68.9; 2030: 0
| O&M Categories from (NREL/ATB). All values ($/kW-yr) | PV Commercial Rooftop O&M | 2027: PVS Commercial Rooftop O&M (NREL adds $10/kw-yr for storage)
| Operations Management | 1.65 | 2024: 1.65; 2025: 3.4884; 2026: 0; 2027: 3.15; 2028: 3.15; 2029: 4.104; 2030: 0
| Insurance, asset management, and security | 2.75 | 2024: 2.75; 2025: 5.13; 2026: 0; 2027: 4.25; 2028: 0; 2029: 5.13; 2030: 0
| Property Tax | 1.5 | 2024: 1.5; 2025: 1.71; 2026: 0; 2027: 1.5; 2028: 0; 2029: 1.71; 2030: 0
| Equipment Replacement | 6.05 | 2024: 6.05; 2025: 5.13; 2026: 0; 2027: 11.05; 2028: 29.18; 2029: 33.2652; 2030: 0
| System Inspection and Monitoring | 4.1 | 2024: 4.1; 2025: 3.42; 2026: 0; 2027: 5.6; 2028: 3; 2029: 3.42; 2030: 0
| Module Cleaning, vegetation, and pest Mgmt | 2.5 | 2024: 2.5; 2025: 2.85; 2026: 0; 2027: 3; 2028: 0; 2029: 2.85; 2030: 0
| Total | 18.55 | 2024: 18.55; 2025: 21.7284; 2026: 0; 2027: 28.55; 2028: 35.33; 2029: 50.4792; 2030: 0
| O&M Categories from (NREL/ATB). All values ($/kW-yr) | PV Commercial Canopy O&M | 2027: PVS Commercial Canopy O&M (NREL adds $10/kw-yr for storage)
Operations Management | bar: 2024 to 2030
Insurance, asset management, and security | bar: 2024 to 2030
Property Tax | bar: 2024 to 2030
| Equipment Replacement | Canopy O&M was not completed within the scope of the 2022 RFP. | bar: 2024 to 2030
System Inspection and Monitoring | bar: 2024 to 2030
Module Cleaning, vegetation, and pest Mgmt | bar: 2024 to 2030
| Total | 0 | 2024: 0; 2025: 0; 2026: 0; 2027: 0; 2028: 0; 2029: 0; 2030: 0

## Debt
DEBT FINANCING
(All $ in k's)
| First Debt |  |  | Second Debt |  |  | Third Debt
| Tranche | 1 |  | Tranche | 2 |  | Tranche | 3
| Type (e.g. Revenue Bond, General Obligation, Loan) | Revenue Bond |  | Type (e.g. Revenue Bond, General Obligation, Loan) | Revenue Bond |  | Type (e.g. Revenue Bond, General Obligation, Loan) | Revenue Bond
| Term (years)* | 25 |  | Term (years)* | 20 |  | Term (years)* | 20
| Rate | 4% |  | Rate | 4.5% |  | Rate | 4.5%
| Year Issued (2024 is Year 1) | 3 |  | Year Issued (2024 is Year 1) | 3 |  | Year Issued (2024 is Year 1) | 2
| Principal Repayment Start (Years after Year Issued) | 0 |  | Principal Repayment Start (years) | 1 |  | Principal Repayment Start (years) | 1
| Principal Payment %** | 0% |  | Principal Payment %** | 5% |  | Principal Payment %** | 5%
| Overnight Capital Cost | 156649.6435 |  | Overnight Capital Cost | 0 |  | Overnight Capital Cost | 0
| Debt Prefunded Operating Reserve | 0 |  | Debt Prefunded Operating Reserve |  |  | Debt Prefunded Operating Reserve
| Total First Debt | 157075.3764 |  | Total Second Debt | 0 |  | Total Third Debt | 0
*Set bond to shorter than design life or equal to design life. Note, PVS design life equal to PV design life must include repowers
**Principal Repayment amount set annually below
|  |  | 2024 | 2025 | 2026 | 2027 | 2028 | 2029 | 2030 | 2031 | 2032 | 2033 | 2034 | 2035 | 2036 | 2037 | 2038 | 2039 | 2040 | 2041 | 2042 | 2043 | 2044 | 2045 | 2046 | 2047 | 2048 | 2049 | 2050
| Total Interest Payments |  | 0 | 0 | 6283.0151 | 4403.2193 | 4211.775 | 4020.3307 | 3828.8864 | 3637.4421 | 3445.9977 | 3254.5534 | 3063.1091 | 2871.6648 | 2680.2205 | 2488.7761 | 2297.3318 | 2105.8875 | 1914.4432 | 1722.9989 | 1531.5546 | 1340.1102 | 1148.6659 | 957.2216 | 765.7773 | 574.333 | 382.8886 | 191.4443 | 0
| Total Principal Payments |  | 0 | 0 | 0 | 46994.893 | 4786.108 | 4786.108 | 4786.108 | 4786.108 | 4786.108 | 4786.108 | 4786.108 | 4786.108 | 4786.108 | 4786.108 | 4786.108 | 4786.108 | 4786.108 | 4786.108 | 4786.108 | 4786.108 | 4786.108 | 4786.108 | 4786.108 | 4786.108 | 4786.108 | 4786.108 | 4786.108
| Total Debt Issued |  | 0 | 0 | 157075.3764 | 0 | 0 | 0 | 0 | 0 | 0 | 0 | 0 | 0 | 0 | 0 | 0 | 0 | 0 | 0 | 0 | 0 | 0 | 0 | 0 | 0 | 0 | 0 | 0
| Total Debt Outstanding |  | 0 | 0 | 157075.3764 | 110080.4834 | 105294.3754 | 100508.2674 | 95722.1594 | 90936.0515 | 86149.9435 | 81363.8355 | 76577.7276 | 71791.6196 | 67005.5116 | 62219.4036 | 57433.2957 | 52647.1877 | 47861.0797 | 43074.9717 | 38288.8638 | 33502.7558 | 28716.6478 | 23930.5399 | 19144.4319 | 14358.3239 | 9572.2159 | 4786.108 | 0
| First Debt |  | 2028: 5504.0242
| Issuance |  | 0 | 0 | 157075.3764 | 0 | 0 | 0 | 0 | 0 | 0 | 0 | 0 | 0 | 0 | 0 | 0 | 0 | 0 | 0 | 0 | 0 | 0 | 0 | 0 | 0 | 0 | 0 | 0
| Maturity |  | 0 | 0 | 0 | 0 | 0 | 0 | 0 | 0 | 0 | 0 | 0 | 0 | 0 | 0 | 0 | 0 | 0 | 0 | 0 | 0 | 0 | 0 | 0 | 0 | 0 | 0 | 0
| Interest Payment |  | 0 | 0 | 6283.0151 | 4403.2193 | 4211.775 | 4020.3307 | 3828.8864 | 3637.4421 | 3445.9977 | 3254.5534 | 3063.1091 | 2871.6648 | 2680.2205 | 2488.7761 | 2297.3318 | 2105.8875 | 1914.4432 | 1722.9989 | 1531.5546 | 1340.1102 | 1148.6659 | 957.2216 | 765.7773 | 574.333 | 382.8886 | 191.4443 | 0
Principal Repayment Amount | bar: 2024 to 2050
| Optional Pre-Payment (IRA Direct Pay Rebates) |  | 0 | 0 | 0 | 46994.893 | 0 | 0 | 0 | 0 | 0 | 0 | 0 | 0 | 0 | 0 | 0 | 0 | 0 | 0 | 0 | 0 | 0 | 0 | 0 | 0 | 0 | 0 | 0
| Principal Payment Calculation (reference only) |  | 0 | 0 | 0 | 46994.893 | 4786.108 | 4786.108 | 4786.108 | 4786.108 | 4786.108 | 4786.108 | 4786.108 | 4786.108 | 4786.108 | 4786.108 | 4786.108 | 4786.108 | 4786.108 | 4786.108 | 4786.108 | 4786.108 | 4786.108 | 4786.108 | 4786.108 | 4786.108 | 4786.108 | 4786.108 | 4786.108
| Principal Payment |  | 0 | 0 | 0 | 46994.893 | 4786.108 | 4786.108 | 4786.108 | 4786.108 | 4786.108 | 4786.108 | 4786.108 | 4786.108 | 4786.108 | 4786.108 | 4786.108 | 4786.108 | 4786.108 | 4786.108 | 4786.108 | 4786.108 | 4786.108 | 4786.108 | 4786.108 | 4786.108 | 4786.108 | 4786.108 | 4786.108
| Remaining Principal |  | 0 | 0 | 157075.3764 | 110080.4834 | 105294.3754 | 100508.2674 | 95722.1594 | 90936.0515 | 86149.9435 | 81363.8355 | 76577.7276 | 71791.6196 | 67005.5116 | 62219.4036 | 57433.2957 | 52647.1877 | 47861.0797 | 43074.9717 | 38288.8638 | 33502.7558 | 28716.6478 | 23930.5399 | 19144.4319 | 14358.3239 | 9572.2159 | 4786.108 | 0
| Years Remaining |  | 0 | 0 | 25 | 24 | 23 | 22 | 21 | 20 | 19 | 18 | 17 | 16 | 15 | 14 | 13 | 12 | 11 | 10 | 9 | 8 | 7 | 6 | 5 | 4 | 3 | 2 | 1
Program Startup and acquisition costs
Second Debt
| Issuance |  | 0 | 0 | 0 | 0 | 0 | 0 | 0 | 0 | 0 | 0 | 0 | 0 | 0 | 0 | 0 | 0 | 0 | 0 | 0 | 0 | 0 | 0 | 0 | 0 | 0 | 0 | 0
| Maturity |  | 0 | 0 | 0 | 0 | 0 | 0 | 0 | 0 | 0 | 0 | 0 | 0 | 0 | 0 | 0 | 0 | 0 | 0 | 0 | 0 | 0 | 0 | 0 | 0 | 0 | 0 | 0
| Interest Payment |  | 0 | 0 | 0 | 0 | 0 | 0 | 0 | 0 | 0 | 0 | 0 | 0 | 0 | 0 | 0 | 0 | 0 | 0 | 0 | 0 | 0 | 0 | 0 | 0 | 0 | 0 | 0
Principal Repayment Amount | bar: 2024 to 2050
| Optional Pre-Payment (IRA Direct Pay Rebates) |  | 0 | 0 | 0 | 0 | 0 | 0 | 0 | 0 | 0 | 0 | 0 | 0 | 0 | 0 | 0 | 0 | 0 | 0 | 0 | 0 | 0 | 0 | 0 | 0 | 0 | 0 | 0
| Principal Payment Calculation (reference only) |  | 0 | 0 | 0 | 0 | 0 | 0 | 0 | 0 | 0 | 0 | 0 | 0 | 0 | 0 | 0 | 0 | 0 | 0 | 0 | 0 | 0 | 0 | 0 | 0 | 0 | 0 | 0
| Principal Payment |  | 0 | 0 | 0 | 0 | 0 | 0 | 0 | 0 | 0 | 0 | 0 | 0 | 0 | 0 | 0 | 0 | 0 | 0 | 0 | 0 | 0 | 0 | 0 | 0 | 0 | 0 | 0
| Remaining Principal |  | 0 | 0 | 0 | 0 | 0 | 0 | 0 | 0 | 0 | 0 | 0 | 0 | 0 | 0 | 0 | 0 | 0 | 0 | 0 | 0 | 0 | 0 | 0 | 0 | 0 | 0 | 0
| Years Remaining |  | 0 | 0 | 20 | 19 | 18 | 17 | 16 | 15 | 14 | 13 | 12 | 11 | 10 | 9 | 8 | 7 | 6 | 5 | 4 | 3 | 2 | 1 | 0 | -1 | -2 | -3 | -4
Third Debt
| Issuance |  | 0 | 0 | 0 | 0 | 0 | 0 | 0 | 0 | 0 | 0 | 0 | 0 | 0 | 0 | 0 | 0 | 0 | 0 | 0 | 0 | 0 | 0 | 0 | 0 | 0 | 0 | 0
| Maturity |  | 0 | 0 | 0 | 0 | 0 | 0 | 0 | 0 | 0 | 0 | 0 | 0 | 0 | 0 | 0 | 0 | 0 | 0 | 0 | 0 | 0 | 0 | 0 | 0 | 0 | 0 | 0
| Interest Payment |  | 0 | 0 | 0 | 0 | 0 | 0 | 0 | 0 | 0 | 0 | 0 | 0 | 0 | 0 | 0 | 0 | 0 | 0 | 0 | 0 | 0 | 0 | 0 | 0 | 0 | 0 | 0
Principal Repayment Amount | bar: 2024 to 2050
| Optional Pre-Payment (IRA Direct Pay Rebates) |  | 0 | 0 | 0 | 0 | 0 | 0 | 0 | 0 | 0 | 0 | 0 | 0 | 0 | 0 | 0 | 0 | 0 | 0 | 0 | 0 | 0 | 0 | 0 | 0 | 0 | 0 | 0
| Principal Payment Calculation (reference only) |  | 0 | 0 | 0 | 0 | 0 | 0 | 0 | 0 | 0 | 0 | 0 | 0 | 0 | 0 | 0 | 0 | 0 | 0 | 0 | 0 | 0 | 0 | 0 | 0 | 0 | 0 | 0
| Principal Payment |  | 0 | 0 | 0 | 0 | 0 | 0 | 0 | 0 | 0 | 0 | 0 | 0 | 0 | 0 | 0 | 0 | 0 | 0 | 0 | 0 | 0 | 0 | 0 | 0 | 0 | 0 | 0
| Remaining Principal |  | 0 | 0 | 0 | 0 | 0 | 0 | 0 | 0 | 0 | 0 | 0 | 0 | 0 | 0 | 0 | 0 | 0 | 0 | 0 | 0 | 0 | 0 | 0 | 0 | 0 | 0 | 0
| Years Remaining |  | 0 | 20 | 19 | 18 | 17 | 16 | 15 | 14 | 13 | 12 | 11 | 10 | 9 | 8 | 7 | 6 | 5 | 4 | 3 | 2 | 1 | 0 | -1 | -2 | -3 | -4 | -5
Note on C5: [Threaded comment] Your version of Excel allows you to read this threaded comment; however, any edits to it will get removed if the file is opened in a newer version of Excel. Learn more: https://go.microsoft.com/fwlink/?linkid=870924 Comment: No dependent formulas

## Grant
Grant Financing
Grant Funds
Tranche for Grant Funding? (set to zero if no grant received) | 1
Grant Funding | 0
For CAPEX | 0
Matching Funds | 0
For CAPEX | 0
Grant CAPEX Fund starting value | 0
CAPEX Fund interest rate | 3%
Grant OPEX Fund starting value | 0
Enterprise OPEX Fund Interest rate | 3%
Grant start year (2024 is Year 0) | 1
Inflation rate | 2.1%

## Financial St
| 2024 | 2025 | 2026 | 2027 | 2028 | 2029 | 2030 | 2031 | 2032 | 2033 | 2034 | 2035 | 2036 | 2037 | 2038 | 2039 | 2040 | 2041 | 2042 | 2043 | 2044 | 2045 | 2046 | 2047 | 2048 | 2049 | 2050
Balance Sheet
Assets
Current assets
Cash | 0 | 0 | 1495.6516 | 5978.2437 | 5960.3066 | 6133.4371 | 6501.6478 | 7069.0351 | 7839.7819 | 8818.1587 | 10008.5258 | 11415.3348 | 13043.1312 | 14896.5556 | 16980.3463 | 19299.3408 | 21858.4786 | 24662.8026 | 27717.4617 | 31027.713 | 34598.9238 | 38436.5745 | 42546.2601 | 46933.6934 | 51604.7071 | 56565.2564 | 61821.4216 | AR is Net 60 Revenue (Income Statement) assuming 2 months of late bill payers
Accounts receivable, net | 0 | 0 | 1906.2142 | 1914.7639 | 1923.4931 | 1932.4057 | 1941.5054 | 1950.7962 | 1960.2821 | 1969.9672 | 1979.8556 | 1989.9518 | 2000.26 | 2010.7846 | 2021.5302 | 2032.5016 | 2043.7033 | 2055.1402 | 2066.8173 | 2078.7397 | 2090.9124 | 2103.3407 | 2116.0301 | 2128.9859 | 2142.2138 | 2155.7194 | 2169.5087
Inventories, net
Total current assets | 0 | 0 | 3401.8658 | 7893.0076 | 7883.7997 | 8065.8428 | 8443.1531 | 9019.8313 | 9800.064 | 10788.1259 | 11988.3814 | 13405.2866 | 15043.3912 | 16907.3402 | 19001.8765 | 21331.8424 | 23902.1819 | 26717.9428 | 29784.279 | 33106.4527 | 36689.8362 | 40539.9152 | 44662.2901 | 49062.6792 | 53746.9209 | 58720.9759 | 63990.9303
Property, plant and equipment
Completed plant | 0 | 0 | 156649.6435 | 156649.6435 | 156649.6435 | 156649.6435 | 156649.6435 | 156649.6435 | 156649.6435 | 156649.6435 | 156649.6435 | 156649.6435 | 156649.6435 | 156649.6435 | 156649.6435 | 156649.6435 | 156649.6435 | 156649.6435 | 156649.6435 | 156649.6435 | 156649.6435 | 156649.6435 | 156649.6435 | 156649.6435 | 156649.6435 | 156649.6435 | 156649.6435
Less accumulated depreciation | 0 | 0 | 6140.666 | 12281.3321 | 18421.9981 | 24562.6641 | 30703.3301 | 36843.9962 | 42984.6622 | 49125.3282 | 55265.9942 | 61406.6603 | 67547.3263 | 73687.9923 | 79828.6583 | 85969.3244 | 92109.9904 | 98250.6564 | 104391.3224 | 110531.9885 | 116672.6545 | 122813.3205 | 128953.9865 | 135094.6526 | 141235.3186 | 147375.9846 | 153516.6506
Net completed plant | 0 | 0 | 150508.9775 | 144368.3114 | 138227.6454 | 132086.9794 | 125946.3134 | 119805.6473 | 113664.9813 | 107524.3153 | 101383.6493 | 95242.9832 | 89102.3172 | 82961.6512 | 76820.9852 | 70680.3191 | 64539.6531 | 58398.9871 | 52258.3211 | 46117.655 | 39976.989 | 33836.323 | 27695.657 | 21554.9909 | 15414.3249 | 9273.6589 | 3132.9929
Other long-term assets
Total assets | 0 | 0 | 153910.8433 | 152261.319 | 146111.4452 | 140152.8222 | 134389.4665 | 128825.4786 | 123465.0453 | 118312.4412 | 113372.0307 | 108648.2699 | 104145.7084 | 99868.9914 | 95822.8617 | 92012.1615 | 88441.835 | 85116.9299 | 82042.6001 | 79224.1077 | 76666.8253 | 74376.2382 | 72357.9471 | 70617.6702 | 69161.2458 | 67994.6348 | 67123.9232
Liabilities
Short-term liabilities
Accounts payable | 0 | 0 | 435.6275 | 444.1772 | 452.9064 | 461.8189 | 470.9186 | 480.2094 | 489.6953 | 499.3804 | 509.2689 | 519.365 | 529.6732 | 540.1978 | 550.9435 | 561.9148 | 573.1165 | 584.5535 | 596.2306 | 608.1529 | 620.3257 | 632.754 | 645.4433 | 658.3991 | 671.627 | 685.1327 | 698.922 | AP is Net 60 Enterprise OPEX and O&M OPEX
Accrued interest
Total short-term liabilities | 0 | 0 | 435.6275 | 444.1772 | 452.9064 | 461.8189 | 470.9186 | 480.2094 | 489.6953 | 499.3804 | 509.2689 | 519.365 | 529.6732 | 540.1978 | 550.9435 | 561.9148 | 573.1165 | 584.5535 | 596.2306 | 608.1529 | 620.3257 | 632.754 | 645.4433 | 658.3991 | 671.627 | 685.1327 | 698.922
Long-term liabilities
Long-term debt | 0 | 0 | 157075.3764 | 110080.4834 | 105294.3754 | 100508.2674 | 95722.1594 | 90936.0515 | 86149.9435 | 81363.8355 | 76577.7276 | 71791.6196 | 67005.5116 | 62219.4036 | 57433.2957 | 52647.1877 | 47861.0797 | 43074.9717 | 38288.8638 | 33502.7558 | 28716.6478 | 23930.5399 | 19144.4319 | 14358.3239 | 9572.2159 | 4786.108 | 0
Finance lease
Total long-term liabilities | 0 | 0 | 157075.3764 | 110080.4834 | 105294.3754 | 100508.2674 | 95722.1594 | 90936.0515 | 86149.9435 | 81363.8355 | 76577.7276 | 71791.6196 | 67005.5116 | 62219.4036 | 57433.2957 | 52647.1877 | 47861.0797 | 43074.9717 | 38288.8638 | 33502.7558 | 28716.6478 | 23930.5399 | 19144.4319 | 14358.3239 | 9572.2159 | 4786.108 | 0
Total liabilities | 0 | 0 | 157511.0039 | 110524.6605 | 105747.2818 | 100970.0863 | 96193.0781 | 91416.2609 | 86639.6388 | 81863.2159 | 77086.9964 | 72310.9846 | 67535.1848 | 62759.6015 | 57984.2392 | 53209.1025 | 48434.1962 | 43659.5252 | 38885.0944 | 34110.9087 | 29336.9735 | 24563.2938 | 19789.8752 | 15016.723 | 10243.843 | 5471.2407 | 698.922
Proprietary capital
Grant OPEX Fund | 0 | 0 | 0 | 0 | 0 | 0 | 0 | 0 | 0 | 0 | 0 | 0 | 0 | 0 | 0 | 0 | 0 | 0 | 0 | 0 | 0 | 0 | 0 | 0 | 0 | 0 | 0
Grant CAPEX Fund | 0 | 0 | 0 | 0 | 0 | 0 | 0 | 0 | 0 | 0 | 0 | 0 | 0 | 0 | 0 | 0 | 0 | 0 | 0 | 0 | 0 | 0 | 0 | 0 | 0 | 0 | 0
Reserves Fund | 0 | 0 | 2966.2383 | 7448.8304 | 7430.8933 | 7604.0239 | 7972.2345 | 8539.6219 | 9310.3687 | 10288.7455 | 11479.1125 | 12885.9216 | 14513.7179 | 16367.1424 | 18450.933 | 20769.9276 | 23329.0654 | 26133.3893 | 29188.0485 | 32498.2997 | 36069.5106 | 39907.1612 | 44016.8468 | 48404.2801 | 53075.2938 | 58035.8432 | 63292.0084
SEU residual ownership | 0 | 0 | -6566.3989 | 34287.8281 | 32933.27 | 31578.712 | 30224.1539 | 28869.5959 | 27515.0378 | 26160.4798 | 24805.9217 | 23451.3637 | 22096.8056 | 20742.2476 | 19387.6895 | 18033.1315 | 16678.5734 | 15324.0153 | 13969.4573 | 12614.8992 | 11260.3412 | 9905.7831 | 8551.2251 | 7196.667 | 5842.109 | 4487.5509 | 3132.9929
Total proprietary capital | 0 | 0 | -3600.1606 | 41736.6585 | 40364.1634 | 39182.7359 | 38196.3884 | 37409.2177 | 36825.4065 | 36449.2252 | 36285.0342 | 36337.2852 | 36610.5236 | 37109.3899 | 37838.6225 | 38803.059 | 40007.6388 | 41457.4047 | 43157.5057 | 45113.199 | 47329.8518 | 49812.9443 | 52568.0719 | 55600.9471 | 58917.4028 | 62523.3941 | 66425.0012
Total liabilities and equity | 0 | 0 | 153910.8433 | 152261.319 | 146111.4452 | 140152.8222 | 134389.4665 | 128825.4786 | 123465.0453 | 118312.4412 | 113372.0307 | 108648.2699 | 104145.7084 | 99868.9914 | 95822.8617 | 92012.1615 | 88441.835 | 85116.9299 | 82042.6001 | 79224.1077 | 76666.8253 | 74376.2382 | 72357.9471 | 70617.6702 | 69161.2458 | 67994.6348 | 67123.9232
Income Statement
Revenues
Operating Revenues
Revenue from sale of electricity | 0 | 0 | 11437.2854 | 11488.5835 | 11540.9588 | 11594.434 | 11649.0322 | 11704.7769 | 11761.6923 | 11819.8029 | 11879.1338 | 11939.7107 | 12001.5597 | 12064.7075 | 12129.1815 | 12195.0094 | 12262.2196 | 12330.8413 | 12400.904 | 12472.4381 | 12545.4744 | 12620.0444 | 12696.1804 | 12773.9153 | 12853.2826 | 12934.3166 | 13017.0523
REC Revenue (if applicable)
Other revenue (e.g. City startup funding) | 0 | 0 | 0 | 0 | 0 | 0 | 0 | 0 | 0 | 0 | 0 | 0 | 0 | 0 | 0 | 0 | 0 | 0 | 0 | 0 | 0 | 0 | 0 | 0 | 0 | 0 | 0
Direct tax payments | 0 | 0 | 0 | 46994.893 | 0 | 0 | 0 | 0 | 0 | 0 | 0 | 0 | 0 | 0 | 0 | 0 | 0 | 0 | 0 | 0 | 0 | 0 | 0 | 0 | 0 | 0 | 0
Total operating revenues | 0 | 0 | 11437.2854 | 58483.4765 | 11540.9588 | 11594.434 | 11649.0322 | 11704.7769 | 11761.6923 | 11819.8029 | 11879.1338 | 11939.7107 | 12001.5597 | 12064.7075 | 12129.1815 | 12195.0094 | 12262.2196 | 12330.8413 | 12400.904 | 12472.4381 | 12545.4744 | 12620.0444 | 12696.1804 | 12773.9153 | 12853.2826 | 12934.3166 | 13017.0523
Changes to Funds from Federal Grants
Additions to (Withdrawals from) Grant OPEX Fund | 0 | 0 | 0 | 0 | 0 | 0 | 0 | 0 | 0 | 0 | 0 | 0 | 0 | 0 | 0 | 0 | 0 | 0 | 0 | 0 | 0 | 0 | 0 | 0 | 0 | 0 | 0
Interest on Grant OPEX Fund | 0 | 0 | 0 | 0 | 0 | 0 | 0 | 0 | 0 | 0 | 0 | 0 | 0 | 0 | 0 | 0 | 0 | 0 | 0 | 0 | 0 | 0 | 0 | 0 | 0 | 0 | 0
Total changes to Grant OPEX Fund | 0 | 0 | 0 | 0 | 0 | 0 | 0 | 0 | 0 | 0 | 0 | 0 | 0 | 0 | 0 | 0 | 0 | 0 | 0 | 0 | 0 | 0 | 0 | 0 | 0 | 0 | 0
Additions to (Withdrawals from) Grant CAPEX Fund | 0 | 0 | 0 | 0 | 0 | 0 | 0 | 0 | 0 | 0 | 0 | 0 | 0 | 0 | 0 | 0 | 0 | 0 | 0 | 0 | 0 | 0 | 0 | 0 | 0 | 0 | 0
Interest on Grant CAPEX Fund | 0 | 0 | 0 | 0 | 0 | 0 | 0 | 0 | 0 | 0 | 0 | 0 | 0 | 0 | 0 | 0 | 0 | 0 | 0 | 0 | 0 | 0 | 0 | 0 | 0 | 0 | 0
Total changes to Grant CAPEX Fund | 0 | 0 | 0 | 0 | 0 | 0 | 0 | 0 | 0 | 0 | 0 | 0 | 0 | 0 | 0 | 0 | 0 | 0 | 0 | 0 | 0 | 0 | 0 | 0 | 0 | 0 | 0
Total changes to Funds from Federal Grants | 0 | 0 | 0 | 0 | 0 | 0 | 0 | 0 | 0 | 0 | 0 | 0 | 0 | 0 | 0 | 0 | 0 | 0 | 0 | 0 | 0 | 0 | 0 | 0 | 0 | 0 | 0
Changes to Operating Reserves Fund
Additions to Fund | 0 | 0 | 157075.3764 | 0 | 0 | 0 | 0 | 0 | 0 | 0 | 0 | 0 | 0 | 0 | 0 | 0 | 0 | 0 | 0 | 0 | 0 | 0 | 0 | 0 | 0 | 0 | 0
Interest on Fund | 0 | 0 | 0 | 62.291 | 156.4254 | 156.0488 | 159.6845 | 167.4169 | 179.3321 | 195.5177 | 216.0637 | 241.0614 | 270.6044 | 304.7881 | 343.71 | 387.4696 | 436.1685 | 489.9104 | 548.8012 | 612.949 | 682.4643 | 757.4597 | 838.0504 | 924.3538 | 1016.4899 | 1114.5812 | 1218.7527
Total changes to Fund | 0 | 0 | 157075.3764 | 62.291 | 156.4254 | 156.0488 | 159.6845 | 167.4169 | 179.3321 | 195.5177 | 216.0637 | 241.0614 | 270.6044 | 304.7881 | 343.71 | 387.4696 | 436.1685 | 489.9104 | 548.8012 | 612.949 | 682.4643 | 757.4597 | 838.0504 | 924.3538 | 1016.4899 | 1114.5812 | 1218.7527
Total revenue | 0 | 0 | 168512.6618 | 58545.7675 | 11697.3842 | 11750.4827 | 11808.7167 | 11872.1938 | 11941.0244 | 12015.3207 | 12095.1975 | 12180.7721 | 12272.1641 | 12369.4956 | 12472.8915 | 12582.4789 | 12698.3881 | 12820.7517 | 12949.7052 | 13085.3871 | 13227.9387 | 13377.5041 | 13534.2308 | 13698.269 | 13869.7724 | 14048.8977 | 14235.805
Operating Expenses
Enterprise expenses | 0 | 0 | 2613.7649 | 2665.063 | 2717.4383 | 2770.9135 | 2825.5117 | 2881.2565 | 2938.1718 | 2996.2825 | 3055.6134 | 3116.1903 | 3178.0393 | 3241.1871 | 3305.661 | 3371.4889 | 3438.6992 | 3507.3208 | 3577.3836 | 3648.9176 | 3721.9539 | 3796.5239 | 3872.6599 | 3950.3948 | 4029.7621 | 4110.7961 | 4193.5318
Reference: PPA Payment (not extra cost) | 0 | 0 | 0 | 0 | 0 | 0 | 0 | 0 | 0 | 0 | 0 | 0 | 0 | 0 | 0 | 0 | 0 | 0 | 0 | 0 | 0 | 0 | 0 | 0 | 0 | 0 | 0
CAPEX expenditures | 0 | 0 | 156649.6435 | 0 | 0 | 0 | 0 | 0 | 0 | 0 | 0 | 0 | 0 | 0 | 0 | 0 | 0 | 0 | 0 | 0 | 0 | 0 | 0 | 0 | 0 | 0 | 0
Depreciation (plant) | 0 | 0 | 6140.666 | 6140.666 | 6140.666 | 6140.666 | 6140.666 | 6140.666 | 6140.666 | 6140.666 | 6140.666 | 6140.666 | 6140.666 | 6140.666 | 6140.666 | 6140.666 | 6140.666 | 6140.666 | 6140.666 | 6140.666 | 6140.666 | 6140.666 | 6140.666 | 6140.666 | 6140.666 | 6140.666 | 6140.666
Depreciation (other)
Total operating expenses | 0 | 0 | 165404.0745 | 8805.729 | 8858.1043 | 8911.5796 | 8966.1777 | 9021.9225 | 9078.8379 | 9136.9485 | 9196.2794 | 9256.8563 | 9318.7053 | 9381.8531 | 9446.327 | 9512.1549 | 9579.3652 | 9647.9869 | 9718.0496 | 9789.5837 | 9862.6199 | 9937.19 | 10013.326 | 10091.0608 | 10170.4281 | 10251.4621 | 10334.1978
Earnings and Net Income
Earnings before Interest and Depreciation | 0 | 0 | 9249.2534 | 55880.7045 | 8979.9459 | 8979.5692 | 8983.205 | 8990.9374 | 9002.8525 | 9019.0382 | 9039.5841 | 9064.5818 | 9094.1248 | 9128.3085 | 9167.2304 | 9210.9901 | 9259.6889 | 9313.4308 | 9372.3216 | 9436.4695 | 9505.9848 | 9580.9802 | 9661.5708 | 9747.8742 | 9840.0103 | 9938.1016 | 10042.2732
Earnings before Interest | 0 | 0 | 3108.5873 | 49740.0385 | 2839.2799 | 2838.9032 | 2842.5389 | 2850.2714 | 2862.1865 | 2878.3722 | 2898.9181 | 2923.9158 | 2953.4588 | 2987.6425 | 3026.5644 | 3070.324 | 3119.0229 | 3172.7648 | 3231.6556 | 3295.8034 | 3365.3187 | 3440.3142 | 3520.9048 | 3607.2082 | 3699.3443 | 3797.4356 | 3901.6071
Other expenses
Interest expense | 0 | 0 | 6283.0151 | 4403.2193 | 4211.775 | 4020.3307 | 3828.8864 | 3637.4421 | 3445.9977 | 3254.5534 | 3063.1091 | 2871.6648 | 2680.2205 | 2488.7761 | 2297.3318 | 2105.8875 | 1914.4432 | 1722.9989 | 1531.5546 | 1340.1102 | 1148.6659 | 957.2216 | 765.7773 | 574.333 | 382.8886 | 191.4443 | 0
Income before taxes | 0 | 0 | -3174.4277 | 45336.8192 | -1372.4951 | -1181.4275 | -986.3474 | -787.1707 | -583.8112 | -376.1812 | -164.191 | 52.251 | 273.2383 | 498.8664 | 729.2326 | 964.4365 | 1204.5797 | 1449.7659 | 1700.1011 | 1955.6932 | 2216.6528 | 2483.0926 | 2755.1275 | 3032.8753 | 3316.4557 | 3605.9913 | 3901.6071
Taxes | 0 | 0 | 0 | 0 | 0 | 0 | 0 | 0 | 0 | 0 | 0 | 0 | 0 | 0 | 0 | 0 | 0 | 0 | 0 | 0 | 0 | 0 | 0 | 0 | 0 | 0 | 0
Net Income | 0 | 0 | -3174.4277 | 45336.8192 | -1372.4951 | -1181.4275 | -986.3474 | -787.1707 | -583.8112 | -376.1812 | -164.191 | 52.251 | 273.2383 | 498.8664 | 729.2326 | 964.4365 | 1204.5797 | 1449.7659 | 1700.1011 | 1955.6932 | 2216.6528 | 2483.0926 | 2755.1275 | 3032.8753 | 3316.4557 | 3605.9913 | 3901.6071
Cash Flow Statement
Cash Flow
Operations
Net Income | 0 | 0 | -3174.4277 | 45336.8192 | -1372.4951 | -1181.4275 | -986.3474 | -787.1707 | -583.8112 | -376.1812 | -164.191 | 52.251 | 273.2383 | 498.8664 | 729.2326 | 964.4365 | 1204.5797 | 1449.7659 | 1700.1011 | 1955.6932 | 2216.6528 | 2483.0926 | 2755.1275 | 3032.8753 | 3316.4557 | 3605.9913 | 3901.6071
Depreciation and amortization | 0 | 0 | 6140.666 | 6140.666 | 6140.666 | 6140.666 | 6140.666 | 6140.666 | 6140.666 | 6140.666 | 6140.666 | 6140.666 | 6140.666 | 6140.666 | 6140.666 | 6140.666 | 6140.666 | 6140.666 | 6140.666 | 6140.666 | 6140.666 | 6140.666 | 6140.666 | 6140.666 | 6140.666 | 6140.666 | 6140.666
Net (increase) decrease in receivables | 0 | 0 | -1906.2142 | -8.5497 | -8.7292 | -8.9125 | -9.0997 | -9.2908 | -9.4859 | -9.6851 | -9.8885 | -10.0961 | -10.3082 | -10.5246 | -10.7457 | -10.9713 | -11.2017 | -11.4369 | -11.6771 | -11.9223 | -12.1727 | -12.4283 | -12.6893 | -12.9558 | -13.2279 | -13.5057 | -13.7893
Net (increase) decrease in inventory | 0 | 0 | 0 | 0 | 0 | 0 | 0 | 0 | 0 | 0 | 0 | 0 | 0 | 0 | 0 | 0 | 0 | 0 | 0 | 0 | 0 | 0 | 0 | 0 | 0 | 0 | 0
Net increase (decrease) in payables | 0 | 0 | 435.6275 | 8.5497 | 8.7292 | 8.9125 | 9.0997 | 9.2908 | 9.4859 | 9.6851 | 9.8885 | 10.0961 | 10.3082 | 10.5246 | 10.7457 | 10.9713 | 11.2017 | 11.4369 | 11.6771 | 11.9223 | 12.1727 | 12.4283 | 12.6893 | 12.9558 | 13.2279 | 13.5057 | 13.7893
Net cash flow from operating activities | 0 | 0 | 1495.6516 | 51477.4852 | 4768.1709 | 4959.2385 | 5154.3186 | 5353.4953 | 5556.8548 | 5764.4848 | 5976.475 | 6192.917 | 6413.9043 | 6639.5324 | 6869.8986 | 7105.1025 | 7345.2457 | 7590.432 | 7840.7671 | 8096.3592 | 8357.3188 | 8623.7586 | 8895.7936 | 9173.5413 | 9457.1217 | 9746.6573 | 10042.2732
Investing
Other acquisitions | 0 | 0 | 0 | 0 | 0 | 0 | 0 | 0 | 0 | 0 | 0 | 0 | 0 | 0 | 0 | 0 | 0 | 0 | 0 | 0 | 0 | 0 | 0 | 0 | 0 | 0 | 0
Acquisitions of other noncurrent assets |  | 0 | 0 | 0 | 0 | 0
Net cash flows from investment activities | 0 | 0 | 0 | 0 | 0 | 0 | 0 | 0 | 0 | 0 | 0 | 0 | 0 | 0 | 0 | 0 | 0 | 0 | 0 | 0 | 0 | 0 | 0 | 0 | 0 | 0 | 0
Financing
Other long-term financing | 0 | 0 | 0 | 0 | 0 | 0 | 0 | 0 | 0 | 0 | 0 | 0 | 0 | 0 | 0 | 0 | 0 | 0 | 0 | 0 | 0 | 0 | 0 | 0 | 0 | 0 | 0
(Repayment of loan principal) | 0 | 0 | 0 | 46994.893 | 4786.108 | 4786.108 | 4786.108 | 4786.108 | 4786.108 | 4786.108 | 4786.108 | 4786.108 | 4786.108 | 4786.108 | 4786.108 | 4786.108 | 4786.108 | 4786.108 | 4786.108 | 4786.108 | 4786.108 | 4786.108 | 4786.108 | 4786.108 | 4786.108 | 4786.108 | 4786.108
Net cash flows from financing activities | 0 | 0 | 0 | -46994.893 | -4786.108 | -4786.108 | -4786.108 | -4786.108 | -4786.108 | -4786.108 | -4786.108 | -4786.108 | -4786.108 | -4786.108 | -4786.108 | -4786.108 | -4786.108 | -4786.108 | -4786.108 | -4786.108 | -4786.108 | -4786.108 | -4786.108 | -4786.108 | -4786.108 | -4786.108 | -4786.108
Net increase in cash | 0 | 0 | 1495.6516 | 4482.5921 | -17.9371 | 173.1305 | 368.2106 | 567.3874 | 770.7468 | 978.3768 | 1190.367 | 1406.8091 | 1627.7964 | 1853.4244 | 2083.7906 | 2318.9946 | 2559.1378 | 2804.324 | 3054.6591 | 3310.2513 | 3571.2109 | 3837.6506 | 4109.6856 | 4387.4333 | 4671.0137 | 4960.5493 | 5256.1652

## Rev Req & Reserve
Revenue Requirement & Reserve Fund
| 2024 | 2025 | 2026 | 2027 | 2028 | 2029 | 2030 | 2031 | 2032 | 2033 | 2034 | 2035 | 2036 | 2037 | 2038 | 2039 | 2040 | 2041 | 2042 | 2043 | 2044 | 2045 | 2046 | 2047 | 2048 | 2049 | 2050
Revenue Requirement
|  |  |  | 29.51% | 0% | 0% | 0% | 0%
Other operating revenue | 0 | 0 | 0 | 0 | 0 | 0 | 0 | 0 | 0 | 0 | 0 | 0 | 0 | 0 | 0 | 0 | 0 | 0 | 0 | 0 | 0 | 0 | 0 | 0 | 0 | 0 | 0
Direct tax payments | 0 | 0 | 0 | 46994.893 | 0 | 0 | 0 | 0 | 0 | 0 | 0 | 0 | 0 | 0 | 0 | 0 | 0 | 0 | 0 | 0 | 0 | 0 | 0 | 0 | 0 | 0 | 0
Operating expenses before depreciation | 0 | 0 | 159263.4084 | 2665.063 | 2717.4383 | 2770.9135 | 2825.5117 | 2881.2565 | 2938.1718 | 2996.2825 | 3055.6134 | 3116.1903 | 3178.0393 | 3241.1871 | 3305.661 | 3371.4889 | 3438.6992 | 3507.3208 | 3577.3836 | 3648.9176 | 3721.9539 | 3796.5239 | 3872.6599 | 3950.3948 | 4029.7621 | 4110.7961 | 4193.5318
Annual Debt Service | 0 | 0 | 6283.0151 | 51398.1124 | 8997.883 | 8806.4387 | 8614.9943 | 8423.55 | 8232.1057 | 8040.6614 | 7849.2171 | 7657.7728 | 7466.3284 | 7274.8841 | 7083.4398 | 6891.9955 | 6700.5512 | 6509.1068 | 6317.6625 | 6126.2182 | 5934.7739 | 5743.3296 | 5551.8852 | 5360.4409 | 5168.9966 | 4977.5523 | 4786.108
Revenue Requirement | 0 | 0 | 165546.4235 | 54063.1754 | 11715.3213 | 11577.3522 | 11440.5061 | 11304.8065 | 11170.2776 | 11036.9438 | 10904.8305 | 10773.963 | 10644.3677 | 10516.0712 | 10389.1008 | 10263.4844 | 10139.2503 | 10016.4277 | 9895.0461 | 9775.1358 | 9656.7278 | 9539.8535 | 9424.5452 | 9310.8357 | 9198.7587 | 9088.3484 | 8979.6398
Electricity Sales Net Revenue | 0 | 0 | 11437.2854 | 11488.5835 | 11540.9588 | 11594.434 | 11649.0322 | 11704.7769 | 11761.6923 | 11819.8029 | 11879.1338 | 11939.7107 | 12001.5597 | 12064.7075 | 12129.1815 | 12195.0094 | 12262.2196 | 12330.8413 | 12400.904 | 12472.4381 | 12545.4744 | 12620.0444 | 12696.1804 | 12773.9153 | 12853.2826 | 12934.3166 | 13017.0523
Annual Operating Balance | 0 | 0 | -154109.1381 | 4420.3011 | -174.3625 | 17.0818 | 208.5261 | 399.9704 | 591.4147 | 782.8591 | 974.3034 | 1165.7477 | 1357.192 | 1548.6363 | 1740.0807 | 1931.525 | 2122.9693 | 2314.4136 | 2505.8579 | 2697.3023 | 2888.7466 | 3080.1909 | 3271.6352 | 3463.0795 | 3654.5238 | 3845.9682 | 4037.4125
Operating Reserve Start of Year | 0 | 0 | 0 | 2966.2383 | 7448.8304 | 7430.8933 | 7604.0239 | 7972.2345 | 8539.6219 | 9310.3687 | 10288.7455 | 11479.1125 | 12885.9216 | 14513.7179 | 16367.1424 | 18450.933 | 20769.9276 | 23329.0654 | 26133.3893 | 29188.0485 | 32498.2997 | 36069.5106 | 39907.1612 | 44016.8468 | 48404.2801 | 53075.2938 | 58035.8432
Additions to Reserve from Outside Sources (Debt) | 0 | 0 | 157075.3764 | 0 | 0 | 0 | 0 | 0 | 0 | 0 | 0 | 0 | 0 | 0 | 0 | 0 | 0 | 0 | 0 | 0 | 0 | 0 | 0 | 0 | 0 | 0 | 0
Operating Reserve Fund Interest | 0 | 0 | 0 | 62.291 | 156.4254 | 156.0488 | 159.6845 | 167.4169 | 179.3321 | 195.5177 | 216.0637 | 241.0614 | 270.6044 | 304.7881 | 343.71 | 387.4696 | 436.1685 | 489.9104 | 548.8012 | 612.949 | 682.4643 | 757.4597 | 838.0504 | 924.3538 | 1016.4899 | 1114.5812 | 1218.7527
Operating Reserve End of Year | 0 | 0 | 2966.2383 | 7448.8304 | 7430.8933 | 7604.0239 | 7972.2345 | 8539.6219 | 9310.3687 | 10288.7455 | 11479.1125 | 12885.9216 | 14513.7179 | 16367.1424 | 18450.933 | 20769.9276 | 23329.0654 | 26133.3893 | 29188.0485 | 32498.2997 | 36069.5106 | 39907.1612 | 44016.8468 | 48404.2801 | 53075.2938 | 58035.8432 | 63292.0084
Cash from Debt Issuance | 0 | 0 | 0 | 0 | 0 | 0 | 0 | 0 | 0 | 0 | 0 | 0 | 0 | 0 | 0 | 0 | 0 | 0 | 0 | 0 | 0 | 0 | 0 | 0 | 0 | 0 | 0
Depreciation Expense | 0 | 0 | 6140.666 | 6140.666 | 6140.666 | 6140.666 | 6140.666 | 6140.666 | 6140.666 | 6140.666 | 6140.666 | 6140.666 | 6140.666 | 6140.666 | 6140.666 | 6140.666 | 6140.666 | 6140.666 | 6140.666 | 6140.666 | 6140.666 | 6140.666 | 6140.666 | 6140.666 | 6140.666 | 6140.666 | 6140.666
Operating Reserve Fund Interest Rate* | 2.1% | *matches inflation rate
Net Operating Revenue | 0 | 0 | -147826.123 | 55818.4135 | 8823.5205 | 8823.5205 | 8823.5205 | 8823.5205 | 8823.5205 | 8823.5205 | 8823.5205 | 8823.5205 | 8823.5205 | 8823.5205 | 8823.5205 | 8823.5205 | 8823.5205 | 8823.5205 | 8823.5205 | 8823.5205 | 8823.5205 | 8823.5205
Refence Calcs: Debt Service Coverage Ratio
Total Debt Service | 0 | 0 | 6283.0151 | 51398.1124 | 8997.883 | 8806.4387 | 8614.9943 | 8423.55 | 8232.1057 | 8040.6614 | 7849.2171 | 7657.7728 | 7466.3284 | 7274.8841 | 7083.4398 | 6891.9955 | 6700.5512 | 6509.1068 | 6317.6625 | 6126.2182 | 5934.7739 | 5743.3296
DSCR | 0 | 0 | -23.5279 | 1.086 | 0.98062 | 1.0019 | 1.0242 | 1.0475 | 1.0718 | 1.0974 | 1.1241 | 1.1522 | 1.1818 | 1.2129 | 1.2457 | 1.2803 | 1.3168 | 1.3556 | 1.3966 | 1.4403 | 1.4867 | 1.5363 | 0 | 0 | 0 | 0 | 0
DSCR (cases above zero) | FALSE | FALSE | FALSE | 1.086 | 0.98062 | 1.0019 | 1.0242 | 1.0475 | 1.0718 | 1.0974 | 1.1241 | 1.1522 | 1.1818 | 1.2129 | 1.2457 | 1.2803 | 1.3168 | 1.3556 | 1.3966 | 1.4403 | 1.4867 | 1.5363 | FALSE | FALSE | FALSE | FALSE | FALSE
Min DSCR | 0.98062
Average DSCR (years 4 to 14)* | 1.3069 | *shifting to years 4 to 14 will require adjusting formula based on deployment years
Reference Calcs: Net Present Value
Operating Reserve Annual Change | 0 | 0 | 2966.2383 | 4482.5921 | -17.9371 | 173.1305 | 368.2106 | 567.3874 | 770.7468 | 978.3768 | 1190.367 | 1406.8091 | 1627.7964 | 1853.4244 | 2083.7906 | 2318.9946 | 2559.1378 | 2804.324 | 3054.6591 | 3310.2513 | 3571.2109 | 3837.6506 | 4109.6856 | 4387.4333 | 4671.0137 | 4960.5493 | 5256.1652
NPV (Operating Reserve Annual Change)* | 43727.7555
*Any Beginning Operating Reserve Subtracted
|  |  |  | 22.35% | 128.3% | 131.7% | 135.2% | 139% | 142.9% | 147% | 151.3% | 155.9% | 160.7% | 165.8% | 171.2% | 176.9% | 183% | 189.4% | 196.3% | 203.6% | 211.4% | 219.7%
Note on A25: [Threaded comment] Your version of Excel allows you to read this threaded comment; however, any edits to it will get removed if the file is opened in a newer version of Excel. Learn more: https://go.microsoft.com/fwlink/?linkid=870924 Comment: DSCR should not count the ITC credit as revenue or debt

## Results_OldV
This tab includes results from the original spreadsheet shared with Strategen (not used in this version)
Table A
This table is set up for only Tranche 1 as the only active Tranche.
Line Item | 2024 Value ($000) (1) | 2034 Value ($000) (1) | 2044 Value ($000) (1)
Operating Revenues | 0 | 11879.1338 | 12545.4744 |  | Reference Storage Capacity Payments - operate one tranche at a time
Additional Revenues (e.g. Rebates) | 0 | 0 | 0 |  | Run model as PV only. Establish PV-only Price and Average DSCR
Projected Operating Expense |  |  |  |  | Tranche (1,2,3) | 1
Distribution Expense | 0 | 3055.6134 | 3721.9539 |  | Year 1 PV Price | 0.125
Customer Expense | 0 | 1874.7351 | 2307.7955 |  | Escalation | 2.5%
General and Administrative Expense | 0 | 803.8236 | 950.0047 |  | Average DSCR | 97%
Operating Expenses Before Depreciation | 0 | 5734.172 | 6979.7541 |  | PV Lifetime Revenue | 304112.5374 | (For Tranche 1, sum of Rev Gen row 14)
Debt Service | 0 | 7849.2171 | 5934.7739 |  | Paste a copy of the PV-only Lifetime Revenue | 24765
Startup Costs | 0 | 0 | 0 |  | Run model as PVS only. Establish PVS Price that approaches same financial terms (e.g. average DSCR)
CAPEX expenses | 0 | 0 | 0 |  | Don't forget to change the Debt Financing tab to higher price!
Total Expenses | 0 | 13583.3891 | 12914.528 |  | Year 1 PVS Price | 0.23
Cash Raised from Debt Issuance | 0 | 0 | 0 | Note: C17 now only represented in C15 for this project. | Escalation | 2.5%
Net Position (Operating Reserve)* | 0 | 1190.367 | 3571.2109 | This is a minor reporting change from Report. | Average DSCR | 96%
NPV (Operating Reserve Annual Change)** | 43727.7555 |  |  |  | PVS Lifetime Revenue | 304112.5374 | (For Tranche 1, sum of Rev Gen row 14)
Average DSCR*** | 1.3069 |  |  |  | Paste a copy of the PVS-only Lifetime Revenue | 44770
*Includes operating revenue, cash on hand, interest on unspent cash minus total expenses
**Any beginning operating reserve subtracted |  |  |  |  | Storage Lifetime Cost: PVS - PV | 20005
***Average of years 4 to 14 DSCR |  |  |  |  | Years (Actual) | 25
Average Retail Rate Analysis |  |  |  |  | Years (Financed) | 25
Total Subscriptions | 0 | 3625 | 3625 |  | Monthly Payments / Year | 12
Total Customers | 0 | 3625 | 3625 |  | Total payments | 300
Total Sales (kWh) | 0 | 27378250.659 | 26039731.5562 |  | Storage Units | 3625
PV Sales | 0 | 13809962.5014 | 13134795.2364 |  | Fixed Price Payments | 18.3954 | This number is only meaningful after PV, PVS values are manually input.
PVS Sales | 0 | 13568288.1576 | 12904936.3198
PV SEU Rate ($/kWh)*** | 0 | 0.18063 | 0.20047
PVS SEU Rate ($/kWh)**** | 0 | 0.33036 | 0.3684 |  | PVS Notes
The primary use case and cycling assumptions for battery storage are essential for all battery storage calculations.
[5 empty] | 4000 | Contemporary quote for Tesla powerwall cycles
*** This is not a complete DTE utility bill, it is a reference energy portion of the total bill based on typical customer usage |  |  |  |  | 3 | Cycles per week (assuming battery backup only)
****Units are kWh for illustrative purposes. We recommend monthly capacity payments. |  |  |  |  | 25.641 | Operational Life